{"text_format":"1","workbook":"xlsx","n_sheets":31,"sheets":["1_結果","2_メイン","3_床面積","4_エネルギー使用量 (電気)","5_エネルギー使用量 (都市ガス) ","6_エネルギー使用量 (その他)","7_テナント入居率","8_熱源機器（新設）","9_冷却塔（新設）","10_空調用ポンプ（新設）","11_パッケージ (新設)","12_空調機（新設）","13_空調制御（新設）","14_全熱交換器 (新設)","15_照明 (新設)","16_誘導灯（新設）","17_変圧器（新設）","18_エレベーター制御（新設）","19_その他","20_熱源機器（撤去） ","21_冷却塔（撤去）","22空調用ポンプ (撤去)","23_パッケージ (撤去) ","24_空調機（撤去）","25_全熱交換器 (撤去) ","26_照明 (撤去) ","27_変圧器（撤去） ","リンク元画像","算定書","削減量集計","修正ログ"],"not_rendered":{"charts":2,"images":104,"macros":1,"external_links":4,"defined_names":221,"comments":1,"pivot_tables":0},"unopened":[],"bounds":{"document_bytes":16777216,"sheet_cells":100000,"rows_first":2000,"rows_last":500,"rows_between":2000,"halvings":0,"cell_chars":16384,"cell_head_chars":4096},"cells_cut":0,"cells_raw":0,"read":"whole","date_system":"1900"}

{"sheet":"1_結果","index":0,"n_rows":45,"n_cols":18,"rows_kept":45,"cut":false,"hidden":false,"merged":[[33,2,33,3],[37,0,41,11],[5,2,5,9],[6,2,6,9],[10,2,10,9],[34,2,34,3],[32,2,32,3],[16,0,16,2],[15,14,15,15],[11,2,11,3],[12,2,12,9],[15,12,15,13],[7,2,8,8],[11,10,11,14],[11,15,11,17],[12,13,12,14],[12,10,12,12],[12,15,12,16],[9,2,9,8],[29,15,29,16],[30,16,30,17],[27,11,27,12],[29,11,29,12],[27,13,27,14],[27,15,27,16],[28,11,28,12],[28,16,28,17],[18,12,18,17],[17,12,17,17],[30,11,30,12],[25,15,25,16],[24,14,24,15],[26,14,26,15],[28,14,28,15],[30,14,30,15],[19,12,19,17],[23,13,23,14],[23,15,23,16],[24,16,24,17],[26,16,26,17],[20,12,20,17],[25,13,25,14],[29,13,29,14]]}
[]
[]
[]
[]
[]
[null,"建 物 名",{"$f":"IF('2_メイン'!G16=\"\",\"\",'2_メイン'!G16)","v":""}]
[null,"事業者名",{"$f":"IF('2_メイン'!G17=\"\",\"\",'2_メイン'!G17)","v":""}]
[null,"住　　所",{"$f":"IF('2_メイン'!G18=\"\",\"\",'2_メイン'!G18)","v":""}]
[]
[null,"建物用途",{"$f":"'3_床面積'!AH30","v":"    "}]
[null,"竣工年月",{"$f":"IF('2_メイン'!G19=\"\",\"\",'2_メイン'!G19)","v":""}]
[null,"延床面積",{"$f":"IF('2_メイン'!G20=\"\",\"\",'2_メイン'!G20)","v":""},null,{"$f":"IF(C12=\"\",\"\",\"㎡\")","v":""},null,null,null,null,null,{"$f":"'2_メイン'!AM5","v":""},null,null,null,null,{"$f":"'2_メイン'!AM6&'2_メイン'!AN6","v":""}]
[null,"階　　数",{"$f":"IF(AND('2_メイン'!H21=\"\",'2_メイン'!K21=\"\"),\"\",IF(AND('2_メイン'!H21<>\"\",'2_メイン'!K21=\"\"),'2_メイン'!G21&'2_メイン'!H21&'2_メイン'!I21&\"   \"&'2_メイン'!J21&'2_メイン'!K21&\"   \"&'2_メイン'!L21,'2_メイン'!G21&'2_メイン'!H21&'2_メイン'!I21&\"   \"&'2_メイン'!J21&'2_メイン'!K21&'2_メイン'!L21))","v":""},null,null,null,null,null,null,null,"導入範囲",null,null,{"$f":"'2_メイン'!AK9","v":""},null,"導入範囲",null,{"$f":"'2_メイン'!AL9","v":""}]
[]
[]
[null,null,null,null,null,null,null,null,null,null,null,null,"工事予定",null,{"$f":"IF('2_メイン'!G32=\"\",\"\",'2_メイン'!G32)","v":""},null,{"$f":"IF(O16=\"\",\"\",\"～\")","v":""},{"$f":"IF('2_メイン'!J32=\"\",\"\",'2_メイン'!J32)","v":""}]
[{"$f":"'3_床面積'!M4","v":""}]
[null,null,null,null,null,null,null,null,null,null,null,null,{"$f":"削減量集計!F29","v":""}]
[null,null,null,null,null,null,null,null,null,null,null,null,{"$f":"削減量集計!F30","v":""}]
[null,null,null,null,null,null,null,null,null,null,null,null,{"$f":"削減量集計!F31","v":""}]
[null,null,null,null,null,null,null,null,null,null,null,null,{"$f":"削減量集計!F32","v":""}]
[]
[]
[null,null,null,null,null,null,null,null,null,null,null,null,null,{"$f":"'2_メイン'!Z50","v":""},null,{"$f":"削減量集計!L24","v":0},null,{"$f":"IFERROR(N24+P24,\"\")","v":""}]
[null,null,null,null,null,null,null,null,null,null,null,null,null,null,{"$f":"IFERROR((1-R24/N24)*100,\"\")","v":""},null,"%削減"]
[null,null,null,null,null,null,null,null,null,null,null,null,null,{"$f":"IFERROR('2_メイン'!AA50/1000,\"\")","v":""},null,{"$f":"IFERROR(削減量集計!Q24/1000,\"\")","v":0},null,{"$f":"IFERROR(N26+P26,\"\")","v":""}]
[null,null,null,null,null,null,null,null,null,null,null,null,null,null,{"$f":"IFERROR((1-R26/N26)*100,\"\")","v":""},null,"%削減"]
[null,null,null,null,null,null,null,null,null,null,null,{"$f":"IF('2_メイン'!AF4=\"都市ガス\",\"都市ガス\",IF('2_メイン'!AF4=\"電力\",\"電力\",\"\"))","v":"電力"},null,{"$f":"IF(IF('2_メイン'!AF4=\"電力\",'2_メイン'!AB47,IF('2_メイン'!AF4=\"都市ガス\",'2_メイン'!AB48,\"\"))=0,\"\",IF('2_メイン'!AF4=\"電力\",'2_メイン'!AB47,IF('2_メイン'!AF4=\"都市ガス\",'2_メイン'!AB48,\"\")))","v":""},null,{"$f":"IF('2_メイン'!AF4=\"電力\",削減量集計!X24,IF('2_メイン'!AF4=\"都市ガス\",削減量集計!AD24,\"\"))","v":0},null,{"$f":"IFERROR(IF(N28=\"\",\"\",IF(N28+P28<0,0,N28+P28)),\"\")","v":""}]
[null,null,null,null,null,null,null,null,null,null,null,{"$f":"IF('2_メイン'!AF4=\"都市ガス\",\"[㎥/年]\",IF('2_メイン'!AF4=\"電力\",\"[kWh/年]\",\"\"))","v":"[kWh/年]"},null,null,{"$f":"IFERROR(IF(N28=\"\",\"\",(1-R28/N28)*100),\"\")","v":""},null,{"$f":"IF(N28=\"\",\"\",Q25)","v":""}]
[null,null,null,null,null,null,null,null,null,null,null,{"$f":"IF('2_メイン'!AF5=\"都市ガス\",\"都市ガス\",IF('2_メイン'!AF5=\"電力\",\"電力\",\"\"))","v":"都市ガス"},null,{"$f":"IF(IF('2_メイン'!AF5=\"都市ガス\",'2_メイン'!AB48,\"\")=0,\"\",IF('2_メイン'!AF5=\"都市ガス\",'2_メイン'!AB48,\"\"))","v":""},null,{"$f":"IF('2_メイン'!AF5=\"都市ガス\",IF(SUM(N30)+削減量集計!AD24<0,-N30,削減量集計!AD24),\"\")","v":0},null,{"$f":"IFERROR(IF(N30=\"\",\"\",IF(N30+P30<0,0,N30+P30)),\"\")","v":""}]
[null,null,null,null,null,null,null,null,null,null,null,{"$f":"IF('2_メイン'!AF5=\"都市ガス\",\"[㎥/年]\",IF('2_メイン'!AF5=\"電力\",\"[kWh/年]\",\"\"))","v":"[㎥/年]"},null,null,{"$f":"IFERROR(IF(N30=\"\",\"\",(1-R30/N30)*100),\"\")","v":""},null,{"$f":"IF(N30=\"\",\"\",Q25)","v":""}]
[]
["  補正後の平均原単位（平均値）",null,{"$f":"'3_床面積'!M3","v":""},null,"kg-CO2/㎡"]
["  省エネ改修前のCO2排出原単位",null,{"$f":"'2_メイン'!AK55","v":""},null,"kg-CO2/㎡"]
["  省エネ改修後のCO2排出原単位",null,{"$f":"'2_メイン'!AM55","v":""},null,"kg-CO2/㎡"]
["  省エネ改修後のCO2排出原単位削減率(平均値比)",null,null,null,{"$f":"IFERROR((1-C35/C33)*100,\"\")","v":""},"％"]
[]
[{"$f":"IF('2_メイン'!G59=\"\",\"\",'2_メイン'!G59)","v":""}]
[]
[]
[]
[]
[]
[]
[null,null,null,null,null,null,null,null,null,null,null,null,null,null,null,null,null,"Ver.1.2（GL）"]

{"sheet":"2_メイン","index":1,"n_rows":281,"n_cols":73,"rows_kept":281,"cut":false,"hidden":false,"merged":[[52,36,52,37],[52,38,52,39],[41,7,41,10],[55,8,55,9],[45,11,45,13],[46,11,46,13],[53,11,53,13],[55,11,55,13],[47,7,47,10],[47,11,47,13],[44,11,44,13],[44,7,44,10],[53,8,53,9],[51,11,51,13],[51,8,51,9],[12,55,12,56],[16,6,16,16],[17,6,17,16],[18,6,18,7],[39,7,39,10],[31,6,31,7],[31,9,31,10],[38,7,38,10],[14,51,14,52],[3,38,3,39],[22,13,28,15],[43,34,45,34],[37,35,39,35],[39,11,39,13],[40,11,40,13],[41,11,41,13],[31,25,31,27],[31,28,31,30],[31,31,31,32],[38,11,38,13],[33,35,35,35],[31,33,31,34],[58,6,61,16],[1,1,1,2],[2,1,2,2],[3,1,3,2],[4,1,4,2],[15,6,15,16],[40,7,40,10],[45,7,45,10],[46,7,46,10]]}
[null,null,null,null,null,null,null,null,null,null,null,null,null,null,null,null,null,null,null,null,null,null,null,null,"■作成年度",null,null,null,null,null,null,null,null,"■改修範囲",null,null,null,null,null,null,null,null,null,null,"■照明制御",null,"■LED範囲",null,"■割合合計",null,null,"■ラベリング",null,null,null,null,null,"☆ラベリング表示"]
[null,null,null,"色欄については、文字又は数値を入力",null,null,null,null,null,null,null,null,null,null,null,null,null,null,null,null,null,null,null,null,2016,2017,2018,2019,2020,2021,2022,2023,null,0.1,0.2,0.3,0.4,0.5,0.6,0.7,0.8,0.9,1,null,"○",null,{"$f":"SUMIF(H46:K48,AD11,G46:G48)+SUMIF(H46:K48,AE11,G46:G48)","v":0},null,{"$f":"IF(AND(G40=\"\",G41=\"\",G42=\"\"),\"\",SUM(G40:G42))","v":""},{"$f":"IF(AND(G46=\"\",G47=\"\",G48=\"\"),\"\",SUM(G46:G48))","v":""},null,"認定",null,null,null,null,null,{"$f":"IF(AND(H56<>\"\",I54<>\"\",I52<>\"\"),AZ2,\"ラベリング非表示\")","v":"ラベリング非表示"},{"$f":"IF(AND(H56<>\"\",I54<>\"\"),AZ3,IF(OR(AND(H56<>\"\",I54=\"\",I52<>\"\"),AND(H56=\"\",I54<>\"\",I52<>\"\")),AZ2,\"ラベリング非表示\"))","v":"ラベリング非表示"},{"$f":"IF(I56<>\"\",H56,IF(AND(H56=\"\",I54<>\"\"),AZ3,IF(AND(H56=\"\",I54=\"\",I52<>\"\"),AZ2,\"ラベリング非表示\")))","v":"ラベリング非表示"},{"$f":"IF(I56=\"\",\"CASBEE星非表示\",HLOOKUP(I56,AZ10:BD11,2,FALSE))","v":"CASBEE星非表示"}]
[null,null,null,"色欄については、プルダウンメニューから選択",null,null,null,null,null,null,null,null,null,null,null,null,null,null,null,null,null,null,null,null,"■パッケージ形空調機　種別",null,null,"☆省エネ改修項目",null,null,null,"☆削減効果の表示",null,"☆ピクトグラム　表示",null,null,null,null,null,null,null,null,null,null,null,null,null,null,null,null,null,{"$f":"IF(I54=AZ2,\"BELS認定\",\"\")","v":""}]
[null,null,null,"色欄については、任意記入とし、文字又は数値を入力",null,null,null,null,null,null,null,null,null,null,null,null,null,null,null,null,null,null,null,null,"電気式EHP","ｶﾞｽｴﾝｼﾞﾝﾋｰﾄﾎﾟﾝﾌﾟ式GHP",null,"改修項目1","改修項目2","改修項目3","改修項目4",{"$f":"IF(AG4=TRUE,\"電力\",IF(AG5=TRUE,\"都市ガス\",\"削減効果非表示\"))","v":"電力"},true,null,"星の数","　割合","制御","リンク貼付け","テキスト",null,null,null,null,null,null,null,null,null,null,null,null,"ランクS：★★★★★","ランクA：★★★★","ランクB+：★★★","ランクB-：★★","ランクC：★",null,"ラベリング1","ラベリング2","ラベリング3","ラベリング4"]
[null,null,null,"色欄については、入力の間違いや未記入の状態などエラーを示す。",null,null,null,null,null,null,null,null,null,null,null,null,null,null,null,null,null,null,null,null,null,null,null,{"$f":"IF(削減量集計!F29=\"\",\"改修項目非表示\",削減量集計!F29)","v":"改修項目非表示"},{"$f":"IF(削減量集計!F30=\"\",\"改修項目非表示\",削減量集計!F30)","v":"改修項目非表示"},{"$f":"IF(削減量集計!F31=\"\",\"改修項目非表示\",削減量集計!F31)","v":"改修項目非表示"},{"$f":"IF(削減量集計!F32=\"\",\"改修項目非表示\",削減量集計!F32)","v":"改修項目非表示"},{"$f":"IF(AND(AG4=TRUE,AG5=TRUE),\"都市ガス\",\"削減効果非表示\")","v":"都市ガス"},true,"空調",{"$f":"IF(AND(L40=\"\",L41=\"\",L42=\"\"),\"★非表示\",IF(COUNTIF(L40:N42,\"A\")>=1,\"★★★\",IF(COUNTIF(L40:N42,\"B\")>=1,\"★★\",\"★\")))","v":"★非表示"},{"$f":"IF(AI5=\"★★★\",SUMIF(L40:N42,\"A\",G40:G42),IF(AI5=\"★★\",SUMIF(L40:N42,\"B\",G40:G42),SUMIF(L40:N42,\"C\",G40:G42)))","v":0},"-",{"$f":"IF(OR(AJ5=0,AJ5=\"\"),\"割合0\",HLOOKUP(AJ5,$AO$5:$AX$6,2,FALSE))","v":"割合0"},{"$f":"IF(AI5=\"★非表示\",\"\",IF('2_メイン'!AI5=\"★★\",\"高効率形空調機\",IF('2_メイン'!AI5=\"★★★\",\"超高効率形空調機\",IF('2_メイン'!AI5=\"★\",\"従来形空調機\"))))","v":""},null,0.1,0.2,0.3,0.4,0.5,0.6,0.7,0.8,0.9,1,null,"新築","既存","改修","不動産",null,null,{"$f":"IF(BF2=\"\",\"ラベリング非表示\",BF2)","v":"ラベリング非表示"},{"$f":"IF(BG2=\"\",\"ラベリング非表示\",BG2)","v":"ラベリング非表示"},{"$f":"BH2","v":"ラベリング非表示"},{"$f":"BI2","v":"CASBEE星非表示"}]
[null,null,null,null,null,null,null,null,null,null,null,null,null,null,null,null,null,null,null,null,null,null,null,null,null,null,null,"←PAC,照明、その他は削減効果の大きいものを表示",null,null,null,null,null,"照明",{"$f":"IF(AND(H46=\"\",H47=\"\",H48=\"\"),\"★非表示\",IF(COUNTIF(H46:K48,AD11)>=1,\"★★★\",IF(OR(COUNTIF(H46:K48,AB11)>=1,COUNTIF(H46:K48,AC11)>=1,COUNTIF(H46:K48,AE11)>=1),\"★★\",\"★\")))","v":"★非表示"},{"$f":"IF(AI6=\"★★★\",SUMIF(H46:K48,AD11,G46:G48),IF(AI6=\"★★\",SUMIF(H46:K48,AB11,G46:G48)+SUMIF(H46:K48,AC11,G46:G48)+SUMIF(H46:K48,AE11,G46:G48),SUM(G46:G48)))","v":0},{"$f":"IF(COUNTIF(L46:N48,\"○\")>=1,\"制御あり\",\"制御なし\")","v":"制御なし"},{"$f":"IF(OR(AJ6=0,AJ6=\"\"),\"割合0\",HLOOKUP(AJ6,$AO$5:$AX$6,2,FALSE))","v":"割合0"},{"$f":"IF(AI6=\"★非表示\",\"\",IF(AI6=\"★\",\"従来型照明\",IF(AU2>=0.5,\"LED照明\",\"高効率照明 \")))","v":""},{"$f":"IF(AK6=\"制御あり\",\"(調光あり)\",\"\")","v":""},"割合10","割合20","割合30","割合40","割合50","割合60","割合70","割合80","割合90","割合100"]
[null,null,null,null,null,null,null,null,null,null,null,null,null,null,null,null,null,null,null,null,null,null,null,null,null,null,null,null,null,null,null,null,null,null,null,null,null,null,null,null,"10%","20%","30%","40%","50%","60%","70%","80%","90%","100%"]
[null,null,null,null,null,null,null,null,null,null,null,null,null,null,null,null,null,null,null,null,null,null,null,null,null,null,null,null,null,null,null,null,null,null,null,null,null,null,null,null,null,null,null,null,null,null,null,null,null,null,null,"★★★★","★★★","★★","★"]
[null,null,null,null,null,null,null,null,null,null,null,null,null,null,null,null,null,null,null,null,null,null,null,null,null,null,null,"階数",{"$f":"IF(K21=\"\",G21&H21&I21,G21&H21&I21&\" \"&J21&K21&L21)","v":"地上階"},null,null,null,null,{"$f":"AM5&\"　  範囲 \"&HLOOKUP(AJ5,AO5:AX7,3,FALSE)","v":{"$error":"#N/A"}},"←ピクトテキスト表示","導入範囲",{"$f":"IF(AJ5=0,\"\",AJ5)","v":""},{"$f":"IF(AJ6=0,\"\",AJ6)","v":""},null,null,null,null,null,null,null,null,null,null,null,null,null,"BELS★★★★","BELS★★★","BELS★★","BELS★"]
[null,null,null,null,null,null,null,null,null,null,null,null,null,null,null,null,null,null,null,"No.2",null,null,null,null,null,null,null,"A","B","C",null,null,null,{"$f":"AM6&AN6&\"   範囲  \"&HLOOKUP(AJ6,AO5:AX7,3,FALSE)","v":{"$error":"#N/A"}},"←ピクトテキスト表示",null,null,null,null,null,null,null,null,null,null,null,null,null,null,null,null,"ランクS：★★★★★","ランクA：★★★★","ランクB+：★★★","ランクB-：★★","ランクC：★"]
[null,null,null,null,null,null,null,null,null,null,null,null,null,null,null,null,null,null,null,null,null,null,null,null,null,null,null,"直管形蛍光ﾗﾝﾌﾟHf（FHF,FHC）","ｺﾝﾊﾟｸﾄ形蛍光ﾗﾝﾌﾟHf（FHT,FHP）","高効率LED（120lm/W以上）","LED（120lm/W未満）","直管形蛍光ﾗﾝﾌﾟFLR,FSL","直管形蛍光ﾗﾝﾌﾟFL,FCL","ｺﾝﾊﾟｸﾄ形蛍光ﾗﾝﾌﾟFPR","ｺﾝﾊﾟｸﾄ形蛍光ﾗﾝﾌﾟFPL,FDL,FML,FWL",null,null,null,null,null,null,null,null,null,null,null,null,null,null,null,null,"ランクS_★★★★★","ランクA_★★★★","ランクB__★★★","ランクB__★★","ランクC_★"]
[null,null,null,null,"作成年度",null,null,"年度"]
[]
[]
[null,null,"建物概要"]
[null,null,null,null,"建物名"]
[null,null,null,null,"事業者名",null,null,null,null,null,null,null,null,null,null,null,null,null,null,null,null,null,null,null,"種別","電気","中圧ｶﾞｽ","低圧ｶﾞｽ","LPG(kg)","LPG(m3)","A重油","灯油","蒸気","冷水","温水","原油","原油のうちｺﾝﾃﾞﾝｾｰﾄ","揮発油（ガソリン）","ナフサ","軽油","Ｂ・Ｃ重油","石油アスファルト","石油コークス","石油系炭化水素ガス","液化天然ガス（LNG)","その他可燃性天然ガス","石炭（原料炭）","石炭（一般炭）","石炭（無煙炭）","石炭コークス","コールタール","コークス炉ガス","高炉ガス","転炉ガス"]
[null,null,null,null,"住　　所",null,null,null,null,null,null,null,null,null,null,null,null,null,null,null,null,null,null,null,"単位","kWh","m3","m3","kg","m3","ℓ","ℓ","MJ","MJ","MJ","ℓ","ℓ","ℓ","ℓ","ℓ","ℓ","kg","kg","Nm3","kg","Nm3","kg","kg","kg","kg","kg","Nm3","Nm3","Nm3"]
[null,null,null,null,"竣工年月",null,null,null,null,"←西暦/月で記入",null,null,null,null,null,null,null,null,null,null,null,null,null,null,"第二計画期間",0.48899999999999999,2.2440000000000002,2.2440000000000002,2.9651656441717793,6.5190184049079756,2.7096300000000002,2.4894833333333337,0.06,0.06,0.06,2.6809566666666669,2.6379466666666667,2.6236100000000002,2.6092733333333333,2.6809566666666669,2.7956500000000002,3.8307730061349692,4.677963190184049,2.3430000000000004,2.4863190184049078,2.2935000000000003,4.5122085889570558,4.5490429447852758,4.6963803680981595,5.4146503067484657,3.8491901840490792,2.8566000000000003,4.339500000000001,6.3359999999999994]
[null,null,null,null,"延床面積(住居除く）",null,null,"㎡",null,null,null,null,null,null,null,null,null,null,null,null,null,null,null,null,"換算係数",9.76,45,45,50.8,105.15599999999999,39.1,36.700000000000003,1.36,1.36,1.36,38.200000000000003,35.299999999999997,34.6,33.6,37.700000000000003,41.9,40.9,29.9,44.9,54.6,43.5,29,25.7,26.9,29.4,37.299999999999997,21.1,3.41,8.41]
[null,null,null,null,"階　　数",null,"地上",null,"階","地下",null,"階","↓クリックして外観写真を挿入"]
[]
[]
[]
[null,null,null,null,null,null,null,null,null,null,null,null,null,null,null,null,null,null,null,null,null,null,null,null,{"$f":"IF(G32=\"\",\"\",IF(MONTH(G32)>3,YEAR(G32),YEAR(G32)-1))","v":""},"←年度換算"]
[]
[]
[]
[]
[]
[null,null,"省エネ改修概要",null,null,null,null,null,null,null,null,null,null,null,null,null,null,null,null,null,null,null,null,null,"■CO2排出量・一次エネルギー・使用量　集計表"]
[null,null,null,null,"工事予定年月",null,null,null,"～",null,null,null,null,"←西暦/月で記入",null,null,null,null,null,null,null,null,null,null,null,"電気",null,null,"都市ガス",null,null,"その他",null,"合計"]
[null,null,null,null,"削減効果の表示",null,"←省エネ改修効果診断書に電力、都市ガスの削減効果を表示したい場合のみチェックボックスにチェック",null,null,null,null,null,null,null,null,null,null,null,null,null,null,null,null,null,"年度","t-CO2","MJ","kWh","t-CO2","MJ",{"$f":"AA18","v":"m3"},"t-CO2","MJ","t-CO2","MJ"]
[null,null,null,null,null,null,"電力",null,null,null,null,null,null,null,null,null,null,null,null,null,null,null,null,null,2015,{"$f":"AB34*$Z$19/1000","v":0},{"$f":"AB34*$Z$20","v":0},{"$f":"'4_エネルギー使用量 (電気)'!AD76","v":0},{"$f":"'5_エネルギー使用量 (都市ガス) '!AD115","v":0},{"$f":"AE34*$AA$20","v":0},{"$f":"'5_エネルギー使用量 (都市ガス) '!AD114","v":0},{"$f":"'6_エネルギー使用量 (その他)'!AD113","v":0},{"$f":"'6_エネルギー使用量 (その他)'!AD114","v":0},{"$f":"Z34+AC34+AF34","v":0},{"$f":"AA34+AD34+AG34","v":0},null,"■ベンチマーク評価",null,null,null,null,null,null,"■ベンチマーク境界条件　確認用",null,null,null,null,null,"■改修前後のベンチマーク表示"]
[null,null,null,null,null,null,"都市ガス",null,null,null,null,null,null,null,null,null,null,null,null,null,null,null,null,null,2016,0,0,{"$f":"'4_エネルギー使用量 (電気)'!AE76","v":0},{"$f":"'5_エネルギー使用量 (都市ガス) '!AE115","v":0},0,{"$f":"'5_エネルギー使用量 (都市ガス) '!AE114","v":0},{"$f":"'6_エネルギー使用量 (その他)'!AE113","v":0},{"$f":"'6_エネルギー使用量 (その他)'!AE114","v":0},{"$f":"Z35+AC35+AF35","v":0},{"$f":"AA35+AD35+AG35","v":0},null,"ベンチマーク評価に用いる平均原単位",null,null,null,{"$f":"'3_床面積'!M3","v":""},"kg-CO2/㎡・年"]
[null,null,null,null,null,null,null,null,null,null,null,null,null,null,null,null,null,null,null,null,null,null,null,null,2017,0,0,{"$f":"'4_エネルギー使用量 (電気)'!AF76","v":0},{"$f":"'5_エネルギー使用量 (都市ガス) '!AF115","v":0},0,{"$f":"'5_エネルギー使用量 (都市ガス) '!AF114","v":0},{"$f":"'6_エネルギー使用量 (その他)'!AF113","v":0},{"$f":"'6_エネルギー使用量 (その他)'!AF114","v":0},0,0,null,{"$f":"IF(AK55=\"\",0,IF(AK55>AN36,1,0))","v":0},{"$f":"IF(AM55=\"\",0,IF(AM55>AN36,1,0))","v":0},"C",{"$f":"ROUNDUP(1.5*$AO$35,1)","v":{"$error":"#VALUE!"}},null,null,null,"C",{"$f":"AN36","v":{"$error":"#VALUE!"}},"超"]
[null,null,"省エネ性能",null,null,null,"*改修後又は既存の省エネ性能を範囲の合計が100%となるように入力する。",null,null,null,null,null,null,null,null,null,null,null,null,null,null,null,null,null,2018,0,0,{"$f":"'4_エネルギー使用量 (電気)'!AG76","v":0},{"$f":"'5_エネルギー使用量 (都市ガス) '!AG115","v":0},0,{"$f":"'5_エネルギー使用量 (都市ガス) '!AG114","v":0},{"$f":"'6_エネルギー使用量 (その他)'!AG113","v":0},{"$f":"'6_エネルギー使用量 (その他)'!AG114","v":0},0,0,null,{"$f":"IF(AND(AK55>AN37,AK55<=AN36),1,0)","v":{"$error":"#VALUE!"}},{"$f":"IF(AND(AM55>AN37,AM55<=AN36),1,0)","v":{"$error":"#VALUE!"}},"B1",{"$f":"ROUNDUP(1.15*$AO$35,1)","v":{"$error":"#VALUE!"}},null,null,null,"B1",{"$f":"AN37","v":{"$error":"#VALUE!"}},"超",{"$f":"AN36","v":{"$error":"#VALUE!"}},"以下",null,"A4_改修前","A3_改修前","A2_改修前","A1_改修前","B2_改修前","B1_改修前","C_改修前",null,"改修前_A4","改修前_A3__","改修前_A3","改修前_A3_","改修前_A2__","改修前_A2","改修前_A2_","改修前_A1__","改修前_A1","改修前_A1_","改修前_B2__","改修前_B2","改修前_B2_","改修前_B1","改修前_C","改修前_なし"]
[null,null,null,null,null,null,"空調性能",null,null,null,null,null,null,null,null,null,null,null,null,null,null,null,null,null,2019,0,0,{"$f":"'4_エネルギー使用量 (電気)'!AH76","v":0},{"$f":"'5_エネルギー使用量 (都市ガス) '!AH115","v":0},0,{"$f":"'5_エネルギー使用量 (都市ガス) '!AH114","v":0},{"$f":"'6_エネルギー使用量 (その他)'!AH113","v":0},{"$f":"'6_エネルギー使用量 (その他)'!AH114","v":0},0,0,null,{"$f":"IF(AND(AK55>AN38,AK55<=AN37),1,0)","v":{"$error":"#VALUE!"}},{"$f":"IF(AND(AM55>AN38,AM55<=AN37),1,0)","v":{"$error":"#VALUE!"}},"B2-",{"$f":"ROUNDUP(1.1*$AO$35,1)","v":{"$error":"#VALUE!"}},null,null,null,"B2-",{"$error":"#VALUE!"},"超",{"$f":"AN37","v":{"$error":"#VALUE!"}},"以下",null,{"$f":"IFERROR(IF(AL55=AR50,BF37,BU37),BU37)","v":"改修前_なし"},{"$f":"IFERROR(IF(AL55=AR49,BG37,IF(AL55=AR48,BH37,IF(AL55=AR47,BI37,BU37))),BU37)","v":"改修前_なし"},{"$f":"IFERROR(IF(AL55=AR46,BJ37,IF(AL55=AR45,BK37,IF(AL55=AR44,BL37,BU37))),BU37)","v":"改修前_なし"},{"$f":"IFERROR(IF(AL55=AR43,BM37,IF(AL55=AR42,BN37,IF(AL55=AR41,BO37,BU37))),BU37)","v":"改修前_なし"},{"$f":"IFERROR(IF(AL55=AR40,BP37,IF(AL55=AR39,BQ37,IF(AL55=AR38,BR37,BU37))),BU37)","v":"改修前_なし"},{"$f":"IFERROR(IF(AL55=AR37,BS37,BU37),BU37)","v":"改修前_なし"},{"$f":"IFERROR(IF(AL55=AR36,BT37,BU37),BU37)","v":"改修前_なし"}]
[null,null,null,null,null,null,"導入範囲","種別",null,null,null,"効率グレード",null,null,null,null,null,null,null,null,null,null,null,null,2020,0,0,{"$f":"'4_エネルギー使用量 (電気)'!AI76","v":0},{"$f":"'5_エネルギー使用量 (都市ガス) '!AI115","v":0},0,{"$f":"'5_エネルギー使用量 (都市ガス) '!AI114","v":0},{"$f":"'6_エネルギー使用量 (その他)'!AI113","v":0},{"$f":"'6_エネルギー使用量 (その他)'!AI114","v":0},0,0,null,{"$f":"IF(AND(AK55>AN39,AK55<=AN38),1,0)","v":{"$error":"#VALUE!"}},{"$f":"IF(AND(AM55>AN39,AM55<=AN38),1,0)","v":{"$error":"#VALUE!"}},"B2",{"$f":"ROUNDUP(1.05*$AO$35,1)","v":{"$error":"#VALUE!"}},null,null,null,"B2",{"$error":"#VALUE!"},"超",{"$error":"#VALUE!"},"以下",null,null,null,null,null,null,null,null,null,"改修後_A4","改修後_A3__","改修後_A3","改修後_A3_","改修後_A2__","改修後_A2","改修後_A2_","改修後_A1__","改修後_A1","改修後_A1_","改修後_B2__","改修後_B2","改修後_B2_","改修後_B1","改修後_C","改修後_なし"]
[null,null,null,null,null,null,null,null,null,null,null,null,null,null,null,null,null,null,null,null,null,null,null,null,2021,0,0,{"$f":"'4_エネルギー使用量 (電気)'!AJ76","v":0},{"$f":"'5_エネルギー使用量 (都市ガス) '!AJ115","v":0},0,{"$f":"'5_エネルギー使用量 (都市ガス) '!AJ114","v":0},{"$f":"'6_エネルギー使用量 (その他)'!AJ113","v":0},{"$f":"'6_エネルギー使用量 (その他)'!AJ114","v":0},0,0,null,{"$f":"IF(AND(AK55>AN40,AK55<=AN39),1,0)","v":{"$error":"#VALUE!"}},{"$f":"IF(AND(AM55>AN40,AM55<=AN39),1,0)","v":{"$error":"#VALUE!"}},"B2+",{"$f":"ROUNDUP($AO$35,1)","v":{"$error":"#VALUE!"}},null,null,null,"B2+",{"$error":"#VALUE!"},"超",{"$error":"#VALUE!"},"以下",null,"A4_改修後","A3_改修後","A2_改修後","A1_改修後","B2_改修後","B1_改修後","C_改修後"]
[null,null,null,null,null,null,null,null,null,null,null,null,null,null,null,null,null,null,null,null,null,null,null,null,2022,0,0,{"$f":"'4_エネルギー使用量 (電気)'!AK76","v":0},{"$f":"'5_エネルギー使用量 (都市ガス) '!AK115","v":0},0,{"$f":"'5_エネルギー使用量 (都市ガス) '!AK114","v":0},{"$f":"'6_エネルギー使用量 (その他)'!AK113","v":0},{"$f":"'6_エネルギー使用量 (その他)'!AK114","v":0},0,0,null,{"$f":"IF(AND(AK55>AN41,AK55<=AN40),1,0)","v":{"$error":"#VALUE!"}},{"$f":"IF(AND(AM55>AN41,AM55<=AN40),1,0)","v":{"$error":"#VALUE!"}},"A1-",{"$f":"ROUNDUP(0.95*$AO$35,1)","v":{"$error":"#VALUE!"}},null,null,null,"A1-",{"$error":"#VALUE!"},"超",{"$error":"#VALUE!"},"以下",null,{"$f":"IFERROR(IF(AN55=AR50,BF39,BU39),BU39)","v":"改修後_なし"},{"$f":"IFERROR(IF(AN55=AR49,BG39,IF(AN55=AR48,BH39,IF(AN55=AR47,BI39,BU39))),BU39)","v":"改修後_なし"},{"$f":"IFERROR(IF(AN55=AR46,BJ39,IF(AN55=AR45,BK39,IF(AN55=AR44,BL39,BU39))),BU39)","v":"改修後_なし"},{"$f":"IFERROR(IF(AN55=AR43,BM39,IF(AN55=AR42,BN39,IF(AN55=AR41,BO39,BU39))),BU39)","v":"改修後_なし"},{"$f":"IFERROR(IF(AN55=AR40,BP39,IF(AN55=AR39,BQ39,IF(AN55=AR38,BR39,BU39))),BU39)","v":"改修後_なし"},{"$f":"IFERROR(IF(AN55=AR37,BS39,BU39),BU39)","v":"改修後_なし"},{"$f":"IFERROR(IF(AN55=AR36,BT39,BU39),BU39)","v":"改修後_なし"}]
[null,null,null,null,null,null,null,null,null,null,null,null,null,null,null,null,null,null,null,null,null,null,null,null,2023,0,0,{"$f":"'4_エネルギー使用量 (電気)'!AL76","v":0},{"$f":"'5_エネルギー使用量 (都市ガス) '!AL115","v":0},0,{"$f":"'5_エネルギー使用量 (都市ガス) '!AL114","v":0},{"$f":"'6_エネルギー使用量 (その他)'!AL113","v":0},{"$f":"'6_エネルギー使用量 (その他)'!AL114","v":0},0,0,null,{"$f":"IF(AND(AK55>AN42,AK55<=AN41),1,0)","v":{"$error":"#VALUE!"}},{"$f":"IF(AND(AM55>AN42,AM55<=AN41),1,0)","v":{"$error":"#VALUE!"}},"A1",{"$f":"ROUNDUP(0.9*$AO$35,1)","v":{"$error":"#VALUE!"}},null,null,null,"A1",{"$error":"#VALUE!"},"超",{"$error":"#VALUE!"},"以下"]
[null,null,null,null,null,null,"※ 効率グレードは、Ａ：高効率形、Ｂ：標準形（トップランナー基準適合品）、Ｃ：それ以下の効率 とする",null,null,null,null,null,null,null,null,null,null,null,null,null,null,null,null,null,null,null,null,null,null,null,null,null,null,null,null,null,{"$f":"IF(AND(AK55>AN43,AK55<=AN42),1,0)","v":{"$error":"#VALUE!"}},{"$f":"IF(AND(AM55>AN43,AM55<=AN42),1,0)","v":{"$error":"#VALUE!"}},"A1+",{"$f":"ROUNDUP(0.85*$AO$35,1)","v":{"$error":"#VALUE!"}},null,null,null,"A1+",{"$error":"#VALUE!"},"超",{"$error":"#VALUE!"},"以下"]
[null,null,null,null,null,null,"照明性能",null,null,null,null,null,null,null,null,null,null,null,null,null,null,null,null,null,null,null,null,null,null,null,null,null,null,null,null,null,{"$f":"IF(AND(AK55>AN44,AK55<=AN43),1,0)","v":{"$error":"#VALUE!"}},{"$f":"IF(AND(AM55>AN44,AM55<=AN43),1,0)","v":{"$error":"#VALUE!"}},"A2-",{"$f":"ROUNDUP(0.8*$AO$35,1)","v":{"$error":"#VALUE!"}},null,null,null,"A2-",{"$error":"#VALUE!"},"超",{"$error":"#VALUE!"},"以下"]
[null,null,null,null,null,null,"導入範囲","ランプ種類",null,null,null,"照明制御",null,null,null,null,null,null,null,null,null,null,null,null,"■「作成年度」の１年前のデータ",null,null,null,null,null,{"$f":"G12-1","v":-1},"年度実績データ",null,null,null,null,{"$f":"IF(AND(AK55>AN45,AK55<=AN44),1,0)","v":{"$error":"#VALUE!"}},{"$f":"IF(AND(AM55>AN45,AM55<=AN44),1,0)","v":{"$error":"#VALUE!"}},"A2",{"$f":"ROUNDUP(0.75*$AO$35,1)","v":{"$error":"#VALUE!"}},null,null,null,"A2",{"$error":"#VALUE!"},"超",{"$error":"#VALUE!"},"以下"]
[null,null,null,null,null,null,null,null,null,null,null,null,null,null,null,null,null,null,null,null,null,null,null,null,null,"CO2","一次エネルギー","使用量","単位",null,null,null,null,null,null,null,{"$f":"IF(AND(AK55>AN46,AK55<=AN45),1,0)","v":{"$error":"#VALUE!"}},{"$f":"IF(AND(AM55>AN46,AM55<=AN45),1,0)","v":{"$error":"#VALUE!"}},"A2+",{"$f":"ROUNDUP(0.7*$AO$35,1)","v":{"$error":"#VALUE!"}},null,null,null,"A2+",{"$error":"#VALUE!"},"超",{"$error":"#VALUE!"},"以下"]
[null,null,null,null,null,null,null,null,null,null,null,null,null,null,null,null,null,null,null,null,null,null,null,null,"電気",{"$f":"AB47*Z19/1000","v":0},{"$f":"AB47*Z20","v":0},{"$f":"IFERROR(HLOOKUP(AE45,'4_エネルギー使用量 (電気)'!AD75:AL76,2,FALSE),0)","v":0},{"$f":"Z18","v":"kWh"},null,null,null,null,null,null,null,{"$f":"IF(AND(AK55>AN47,AK55<=AN46),1,0)","v":{"$error":"#VALUE!"}},{"$f":"IF(AND(AM55>AN47,AM55<=AN46),1,0)","v":{"$error":"#VALUE!"}},"A3-",{"$f":"ROUNDUP(0.65*$AO$35,1)","v":{"$error":"#VALUE!"}},null,null,null,"A3-",{"$error":"#VALUE!"},"超",{"$error":"#VALUE!"},"以下"]
[null,null,null,null,null,null,null,null,null,null,null,null,null,null,null,null,null,null,null,null,null,null,null,null,"都市ガス",{"$f":"IFERROR(HLOOKUP(AE45,'5_エネルギー使用量 (都市ガス) '!AD113:AL115,3,FALSE),0)","v":0},{"$f":"AB48*AA20","v":0},{"$f":"IFERROR(HLOOKUP(AE45,'5_エネルギー使用量 (都市ガス) '!AD113:AL114,2,FALSE),0)","v":0},{"$f":"AA18","v":"m3"},null,null,null,null,null,null,null,{"$f":"IF(AND(AK55>AN48,AK55<=AN47),1,0)","v":{"$error":"#VALUE!"}},{"$f":"IF(AND(AM55>AN48,AM55<=AN47),1,0)","v":{"$error":"#VALUE!"}},"A3",{"$f":"ROUNDUP(0.6*$AO$35,1)","v":{"$error":"#VALUE!"}},null,null,null,"A3",{"$error":"#VALUE!"},"超",{"$error":"#VALUE!"},"以下"]
[null,null,null,null,null,null,"※ 照明制御は、初期照度補正制御、昼光利用制御、人感センサーによる在室検知制御のいずれかとする",null,null,null,null,null,null,null,null,null,null,null,null,null,null,null,null,null,"その他",{"$f":"IFERROR(HLOOKUP(AE45,'6_エネルギー使用量 (その他)'!AD112:AL114,2,FALSE),0)","v":0},{"$f":"IFERROR(HLOOKUP(AE45,'6_エネルギー使用量 (その他)'!AD112:AL114,3,FALSE),0)","v":0},null,null,null,null,null,null,null,null,null,{"$f":"IF(AND(AK55>AN49,AK55<=AN48),1,0)","v":{"$error":"#VALUE!"}},{"$f":"IF(AND(AM55>AN49,AM55<=AN48),1,0)","v":{"$error":"#VALUE!"}},"A3+",{"$f":"ROUNDUP(0.55*$AO$35,1)","v":{"$error":"#VALUE!"}},null,null,null,"A3+",{"$error":"#VALUE!"},"超",{"$error":"#VALUE!"},"以下"]
[null,null,null,null,null,null,null,null,null,null,null,null,null,null,null,null,null,null,null,null,null,null,null,null,null,{"$f":"IF(SUM(Z47:Z49)=0,\"\",SUM(Z47:Z49))","v":""},{"$f":"IF(SUM(AA47:AA49)=0,\"\",SUM(AA47:AA49))","v":""},null,null,null,null,null,null,null,null,null,{"$f":"IF(Z17=\"\",0,IF(AK55<=AN50,1,0))","v":{"$error":"#VALUE!"}},{"$f":"IF(Z18=\"\",0,IF(AM55<=AN50,1,0))","v":{"$error":"#VALUE!"}},"A4",{"$f":"ROUNDUP(0.55*$AO$35,1)","v":{"$error":"#VALUE!"}},null,null,null,"A4",null,null,{"$error":"#VALUE!"},"以下"]
[null,null,"ラベリング",null,null,null,"←省エネ改修効果診断書にラベリングを表示したい場合のみ選択"]
[null,null,null,null,null,null,"Eマーク",null,null,null,"認定番号"]
[null,null,null,null,null,null,"* 建築物省エネ法第36条認定を取得し、省エネ基準適合認定マークを取得している",null,null,null,null,null,null,null,null,null,null,null,null,null,null,null,null,null,null,null,null,null,null,null,null,null,null,null,null,null,"改修前",null,"改修後"]
[null,null,null,null,null,null,"ＢＥＬＳラベル",null,null,null,"認定番号",null,null,null,null,null,null,null,null,null,null,null,null,null,null,null,null,null,null,null,null,null,null,null,null,null,"kg-CO2/㎡・年","ベンチマーク評価","kg-CO2/㎡・年","ベンチマーク評価"]
[null,null,null,null,null,null,"* 建築物省エネ法の基準レベル以上の省エネ性能を有し、BELSラベルを取得している",null,null,null,null,null,null,null,null,null,null,null,null,null,null,null,null,null,null,null,null,null,null,null,null,null,null,null,null,null,{"$f":"IFERROR(Z50/G20*1000,\"\")","v":""},{"$f":"VLOOKUP(1,AK36:AM50,3,FALSE)","v":{"$error":"#N/A"}},{"$f":"IFERROR((Z50-削減量集計!K23)/'2_メイン'!G20*1000,\"\")","v":""},{"$f":"VLOOKUP(1,AL36:AM50,2,FALSE)","v":{"$error":"#N/A"}}]
[null,null,null,null,null,null,"CASBEE",null,null,null,"認定番号"]
[null,null,null,null,null,null,"* CASBEE認証を取得している"]
[]
[null,null,"備考"]
[]
[]
[]
[]
[]
[]
[]
[]
[]
[]
[]
[]
[]
[]
[]
[]
[]
[]
[]
[]
[]
[]
[]
[]
[]
[]
[]
[]
[]
[]
[]
[]
[]
[]
[]
[]
[]
[]
[]
[]
[]
[]
[]
[]
[]
[]
[]
[]
[]
[]
[]
[]
[]
[]
[]
[]
[]
[]
[]
[]
[]
[]
[]
[]
[]
[]
[]
[]
[]
[]
[]
[]
[]
[]
[]
[]
[]
[]
[]
[]
[]
[]
[]
[]
[]
[]
[]
[]
[]
[]
[]
[]
[]
[]
[]
[]
[]
[]
[]
[]
[]
[]
[]
[]
[]
[]
[]
[]
[]
[]
[]
[]
[]
[]
[]
[]
[]
[]
[]
[]
[]
[]
[]
[]
[]
[]
[]
[]
[]
[]
[]
[]
[]
[]
[]
[]
[]
[]
[]
[]
[]
[]
[]
[]
[]
[]
[]
[]
[]
[]
[]
[]
[]
[]
[]
[]
[]
[]
[]
[]
[]
[]
[]
[]
[]
[]
[]
[]
[]
[]
[]
[]
[]
[]
[]
[]
[]
[]
[]
[]
[]
[]
[]
[]
[]
[]
[]
[]
[]
[]
[]
[]
[]
[]
[]
[]
[]
[]
[]
[]
[]
[]
[]
[]
[]
[]
[]
[]
[]
[]
[]
[]
[]
[]
[]
[]
[]
[]
[null,null,null,null,null,null,null,null,null,null,null,null,null,null,null,null,null,"改修前",null,"改修後"]
[null,null,null,null,null,null,null,null,null,null,null,null,null,null,null,null,null,{"$f":"#REF!","v":{"$error":"#REF!"}},null,{"$f":"#REF!","v":{"$error":"#REF!"}}]
[null,null,null,null,null,null,null,null,null,null,null,null,null,null,null,null,null,"改修前",null,"改修後"]
[null,null,null,null,null,null,null,null,null,null,null,null,null,null,null,null,null,{"$f":"#REF!","v":{"$error":"#REF!"}},null,{"$f":"#REF!","v":{"$error":"#REF!"}}]

{"sheet":"3_床面積","index":2,"n_rows":88,"n_cols":34,"rows_kept":88,"cut":false,"hidden":false,"merged":[[3,12,3,13],[8,8,9,8],[8,9,9,9],[8,10,9,10],[4,11,7,14],[8,1,9,1],[8,2,9,2],[8,3,9,4],[8,5,9,5],[8,6,9,6],[55,3,55,4],[8,7,9,7],[34,20,35,20],[37,20,37,26],[8,11,9,11],[16,13,17,13],[53,7,54,7],[53,8,54,8],[53,9,54,9],[53,10,54,10],[53,11,54,11],[54,21,55,21],[54,22,54,26],[53,1,54,1],[53,2,54,2],[53,3,54,4],[53,5,54,5],[53,6,54,6],[61,3,61,4],[62,3,62,4],[63,3,63,4],[64,3,64,4],[57,3,57,4],[58,3,58,4],[59,3,59,4],[60,3,60,4],[56,22,57,22],[56,23,57,23],[56,24,57,24],[56,25,57,25],[56,26,57,26],[59,23,65,23],[59,24,65,24],[59,25,65,25],[59,26,65,26],[59,22,65,22],[67,22,73,22],[67,23,73,23],[67,24,73,24],[67,25,73,25],[67,26,73,26],[78,25,79,25],[78,26,79,26],[76,22,77,22],[76,23,77,23],[76,24,77,24],[76,25,77,25],[76,26,77,26],[58,21,58,26],[66,21,66,26],[74,21,74,26],[86,22,87,22],[86,23,87,23],[86,24,87,24],[86,25,87,25],[86,26,87,26],[80,22,85,22],[80,23,85,23],[80,24,85,24],[80,25,85,25],[80,26,85,26],[78,22,79,22],[78,23,79,23],[78,24,79,24]]}
[null,null,"色欄については、文字又は数値を入力"]
[null,null,"色欄については、プルダウンメニューから選択"]
[null,null,"色欄については、任意記入とし、文字又は数値を入力",null,null,null,null,null,"延床面積","㎡",{"$f":"'2_メイン'!G20","v":0},null,{"$f":"IFERROR(IF(ROUNDUP(K6/K3,1)=0,\"\",ROUNDUP(K6/K3,1)),\"\")","v":""},"kg-CO2/㎡","補正後の平均原単位（平均値）",null,null,null,null,"床面積（合計）",{"$f":"SUM(F11:F40)","v":0},null,"規模判定",{"$f":"IFERROR(IF('2_メイン'!G20=\"\",0,IF('2_メイン'!G20>=10000,3,IF('2_メイン'!G20>=3000,2,1))),\"\")","v":0},null,null,11,12,13,21,22,23]
[null,null,"色欄については、入力の間違いや未記入の状態などエラーを示す。",null,null,null,null,null,"共用部面積","㎡",{"$f":"K3-SUM(F11:F50)-SUM(F56:F65)","v":0},null,{"$f":"IFERROR(IF(X5=\"○\",Z4,HLOOKUP(X6,AA3:AF4,2)),\"\")","v":""},null,"ベンチマーク区分",null,null,null,null,"オフィス面積（共用部含む）",{"$f":"SUMIF(D11:D50,$T$9,G11:G50)","v":0},null,"用途判定",{"$f":"IFERROR(IF(K3=\"\",\"\",IF(U4/K3>=0.5,1,2)),\"\")","v":""},null,"オフィス（自社ビル）","テナントビル（オフィス系、小規模）","テナントビル（オフィス系、中規模）","テナントビル（オフィス系、準大規模）","テナントビル（商業複合系、小規模）","テナントビル（商業複合系、中規模）","テナントビル（商業複合系、準大規模）"]
[null,null,null,null,null,null,null,null,"駐車場以外の面積合計","㎡",{"$f":"SUM(F11:F50)+SUM(F57:F65)","v":0},null,null,null,null,null,null,null,null,"自社ビル面積",{"$f":"SUMIF(E11:E50,$T$13,G11:G50)","v":0},null,"自社ビル判定",{"$f":"IFERROR(IF(AND(X4=1,U5/U4>=0.5),\"○\",\"\"),\"\")","v":""}]
[null,null,null,null,null,null,null,null,"CO2合計","kg-CO2",{"$f":"SUM(K11:K50)+SUM(K56:K65)","v":0},null,null,null,null,null,null,null,null,null,null,null,"判定",{"$f":"IFERROR(X4*10+X3,\"\")","v":""},null,null,null,"■規模で平均原単位を決定"]
[null,"ベンチマーク区分の床面積",null,null,null,null,null,"No.3",null,null,null,null,null,null,null,null,null,null,null,null,null,null,"オフィス規模判定",{"$f":"IFERROR(IF(SUMIF(D11:D50,$T$9,G11:G50)=0,0,IF(SUMIF(D11:D40,$T$9,G11:G40)>=10000,3,IF(SUMIF(D11:D40,$T$9,G11:G40)>3000,2,1))),\"\")","v":0},"共用部按分後のオフィス面積で判定",null,null,"ベンチマーク区分","テナントビル（オフィス系、小規模）","テナントビル（オフィス系、中規模）","テナントビル（オフィス系、準大規模）"]
[null,null,null,null,null,null,null,null,null,null,null,null,null,null,null,null,null,null,null,"■大分類",null,null,null,null,null,null,null,"規模判定",1,2,3]
[null,"No.","名称","ベンチマーク区分名",null,"床面積\n[㎡]","床面積\n（共用部含む）\n[㎡]","平均原単位\n[kg-CO2/㎡]","共用部\n按分比","共用部\n面積","kg-CO2","固有の原単位を計算する上で用いる平均原単位\n[kg-CO2/㎡]",null,null,null,null,null,null,null,"オフィス","物販店","飲食店","その他","データセンター","駐車場",null,null,"平均原単位",65.400000000000006,65.400000000000006,65.400000000000006]
[null,null,null,null,null,null,null,null,null,null,null,null,null,null,null,null,null,null,null,"■ベンチマーク区分"]
[null,1,null,null,null,null,{"$f":"IF(OR(F11=\"\",F11=\"\"),\"\",F11+J11)","v":""},{"$f":"IF(OR(D11=\"\",F11=\"\"),\"\",IF(D11=$T$11,VLOOKUP(E11,$T$12:$U$13,2,FALSE),IF(D11=$V$11,VLOOKUP(E11,$V$12:$W$18,2,FALSE),IF(D11=$X$11,VLOOKUP(E11,$X$12:$Y$18,2,FALSE),IF(D11=$Z$11,VLOOKUP(E11,$Z$12:$AA$23,2,FALSE),IF(D11=$AB$11,$AC$12,IF(D11=$AD$11,$AE$12,\"\")))))))","v":""},{"$f":"IFERROR(F11/$K$5,0)","v":0},{"$f":"$K$4*I11","v":0},{"$f":"IFERROR(L11*G11,0)","v":0},{"$f":"IF(OR(D11=\"\",F11=\"\"),\"\",IF(AND(D11=$T$11,E11=$T$12),HLOOKUP($X$7,$AC$8:$AE$9,2,FALSE),IF(AND(D11=$T$11,E11=$T$13),$U$13,IF(D11=$V$11,VLOOKUP(E11,$V$12:$W$18,2,FALSE),IF(D11=$X$11,VLOOKUP(E11,$X$12:$Y$18,2,FALSE),IF(D11=$Z$11,VLOOKUP(E11,$Z$12:$AA$23,2,FALSE),IF(D11=$AB$11,$AC$12,IF(D11=$AD$11,$AE$12,\"\"))))))))","v":""},null,null,null,null,null,null,null,"オフィス","平均原単位(kg-CO2/㎡・年）","物販店","平均原単位(kg-CO2/㎡・年）","飲食店","平均原単位(kg-CO2/㎡・年）","その他","平均原単位","駐車場","平均原単位","データセンター","平均原単位"]
[null,2,null,null,null,null,"","",0,0,{"$f":"IFERROR(L12*G12,0)","v":0},{"$f":"IF(OR(D12=\"\",F12=\"\"),\"\",IF(AND(D12=$T$11,E12=$T$12),HLOOKUP($X$7,$AC$8:$AE$9,2,FALSE),IF(AND(D12=$T$11,E12=$T$13),$U$13,IF(D12=$V$11,VLOOKUP(E12,$V$12:$W$18,2,FALSE),IF(D12=$X$11,VLOOKUP(E12,$X$12:$Y$18,2,FALSE),IF(D12=$Z$11,VLOOKUP(E12,$Z$12:$AA$23,2,FALSE),IF(D12=$AB$11,$AC$12,IF(D12=$AD$11,$AE$12,\"\"))))))))","v":""},null,null,null,null,null,null,null,"(テナント専用部)",81.3,"(コンビ二)",585.4,"(食堂・レストラン)",596.6,"(旅館・ホテル)",125.2,null,25,null,380]
[null,3,null,null,null,null,"","",0,0,0,"",null,null,null,null,null,null,null,"(自社ビル)",65.400000000000006,"(ドラッグストア)",295.39999999999998,"(居酒屋・バー)",365.1,"(学校・教育施設)",23.4]
[null,4,null,null,null,null,"","",0,0,0,"",null,null,null,null,null,null,null,null,null,"(総合スーパー・百貨店)",259.7,"(ハンバーガー)",733.4,"(病院・診療所)",106]
[null,5,null,null,null,null,"","",0,0,0,"",null,null,null,null,null,null,null,null,null,"(生鮮食品等)",387,"(喫茶)",414.1,"(保育所)",57.1]
[null,6,null,null,null,null,"","",0,0,0,"",null,null,null,null,null,null,null,null,null,"(食料品の製造小売)",765.3,"(焼肉)",561.9,"(保健・介護施設)",72.599999999999994]
[null,7,null,null,null,null,"","",0,0,0,"",null,null,null,null,null,null,null,null,null,"(服飾品)",124.8,"(中華料理・ラーメン)",985.1,"(フィットネス施設)",203.5]
[null,8,null,null,null,null,"","",0,0,0,"",null,null,null,null,null,null,null,null,null,"(自動車（新車）小売)",63.4,"(その他)",718.7,"(パチンコ店舗)",287.10000000000002]
[null,9,null,null,null,null,"","",0,0,0,"",null,null,null,null,null,null,null,null,null,null,null,null,null,"(カラオケボックス店舗)",252.1]
[null,10,null,null,null,null,"","",0,0,0,"",null,null,null,null,null,null,null,null,null,null,null,null,null,"(ゲームセンター)",333.9]
[null,11,null,null,null,null,{"$f":"IF(OR(F21=\"\",F21=\"\"),\"\",F21+J21)","v":""},"",0,0,0,"",null,null,null,null,null,null,null,null,null,null,null,null,null,"(図書館)",64.3]
[null,12,null,null,null,null,"","",0,0,0,"",null,null,null,null,null,null,null,null,null,null,null,null,null,"(博物館・美術館)",69.3]
[null,13,null,null,null,null,"","",0,0,0,"",null,null,null,null,null,null,null,null,null,null,null,null,null,"(区市町村庁舎等)",54.6]
[null,14,null,null,null,null,"","",0,0,0,""]
[null,15,null,null,null,null,"","",0,0,0,""]
[null,16,null,null,null,null,"","",0,0,0,"",null,null,null,null,null,null,null,null,"面積","熱源機器\n冷房","熱源機器\n暖房","熱源補機、搬送冷房","熱源補機、搬送暖房","空調機",null,null,null,"■建物用途"]
[null,17,null,null,null,null,"","",0,0,0,"",null,null,null,null,null,null,null,"事務所",{"$f":"SUMIF(D11:D40,$T$9,G11:G40)+SUMIF(E11:E40,$Z$23,G11:G40)","v":0},800,400,2100,450,2850,null,null,{"$f":"IF(U27=0,\"\",RANK(U27,$U$27:$U$34))","v":""},"事務所",null,null,1,{"$f":"IFERROR(VLOOKUP(1,AC27:AD34,2,FALSE),\"\")","v":""}]
[null,18,null,null,null,null,"","",0,0,0,"",null,null,null,null,null,null,null,"商業施設（物販）",{"$f":"SUMIF(D11:D40,$U$9,G11:G40)","v":0},900,400,2200,550,2844,null,null,"","商業施設（物販）",null,null,2,{"$f":"IFERROR(VLOOKUP(2,AC27:AD34,2,FALSE),\"\")","v":""}]
[null,19,null,null,null,null,"","",0,0,0,"",null,null,null,null,null,null,null,"商業施設（飲食）",{"$f":"SUMIF(D11:D40,$V$9,G11:G40)","v":0},1000,500,2300,750,3861,null,null,"","商業施設（飲食）"]
[null,20,null,null,null,null,"","",0,0,0,"",null,null,null,null,null,null,null,"宿泊施設",{"$f":"SUMIF(E11:E40,$Z$12,G11:G40)","v":0},1000,1200,3000,5000,5110,null,null,"","宿泊施設",null,null,"表示",{"$f":"AH27&\"    \"&AH28","v":"    "}]
[null,21,null,null,null,null,"","",0,0,0,"",null,null,null,null,null,null,null,"教育施設",{"$f":"SUMIF(E11:E40,$Z$13,G11:G40)+SUMIF(E11:E40,$Z$15,G11:G40)","v":0},400,500,1350,550,2000,null,null,"","教育施設"]
[null,22,null,null,null,null,"","",0,0,0,"",null,null,null,null,null,null,null,"医療施設",{"$f":"SUMIF(E11:E40,$Z$14,G11:G40)+SUMIF(E11:E40,$Z$16,G11:G40)","v":0},1000,900,3400,1600,5110,null,null,"","医療施設"]
[null,23,null,null,null,null,"","",0,0,0,"",null,null,null,null,null,null,null,"文化・娯楽施設",{"$f":"SUMIF(E11:E40,$Z$17,G11:G40)+SUMIF(E11:E40,$Z$18,G11:G40)+SUMIF(E11:E40,$Z$19,G11:G40)+SUMIF(E11:E40,$Z$20,G11:G40)+SUMIF(E11:E40,$Z$21,G11:G40)+SUMIF(E11:E40,$Z$22,G11:G40)","v":0},1000,500,2300,1100,3861,null,null,"","文化・娯楽施設"]
[null,24,null,null,null,null,"","",0,0,0,"",null,null,null,null,null,null,null,"その他(駐車場、DC除く）",{"$f":"SUM(G58:G65)","v":0},{"$f":"V27","v":800},{"$f":"W27","v":400},2100,450,2850,null,null,"","その他"]
[null,25,null,null,null,null,"","",0,0,0,"",null,null,null,null,null,null,null,"全負荷相当運転時間",null,{"$f":"IFERROR(($U$27*V27+$U$28*V28+$U$29*V29+$U$30*V30+$U$31*V31+$U$32*V32+$U$33*V33+$U$34*V34)/SUM($U$27:$U$34),\"\")","v":""},{"$f":"IFERROR(($U$27*W27+$U$28*W28+$U$29*W29+$U$30*W30+$U$31*W31+$U$32*W32+$U$33*W33+$U$34*W34)/SUM($U$27:$U$34),\"\")","v":""},"","",""]
[null,26,null,null,null,null,"","",0,0,0,"",null,null,null,null,null,null,null,"運転時間",null,{"$f":"IFERROR(Z35*V35/(V35+W35),\"\")","v":""},{"$f":"IFERROR(Z35*W35/(V35+W35),\"\")","v":""},{"$f":"IFERROR(Z35*X35/(X35+Y35),\"\")","v":""},{"$f":"IFERROR(Z35*Y35/(X35+Y35),\"\")","v":""},{"$f":"Z35","v":""}]
[null,27,null,null,null,null,"","",0,0,0,""]
[null,28,null,null,null,null,"","",0,0,0,"",null,null,null,null,null,null,null,"用途","ベンチマーク区分"]
[null,29,null,null,null,null,"","",0,0,0,"",null,null,null,null,null,null,null,"事務所","オフィス（テナント専用部）","オフィス（自社ビル）","その他(区市町村庁舎等)"]
[null,30,null,null,null,null,"","",0,0,0,"",null,null,null,null,null,null,null,"商業施設（物販）","物販店(コンビ二)","物販店(ドラッグストア)","物販店(総合スーパー・百貨店)","物販店(生鮮食品等)","物販店(食料品の製造小売)","物販店(服飾品)","物販店(自動車（新車）小売)"]
[null,31,null,null,null,null,{"$f":"IF(OR(F41=\"\",F41=\"\"),\"\",F41+J41)","v":""},"",0,0,{"$f":"IFERROR(L41*G41,0)","v":0},"",null,null,null,null,null,null,null,"商業施設（飲食）","飲食店(食堂・レストラン)","飲食店(居酒屋・バー)","飲食店(ハンバーガー)","飲食店(喫茶)","飲食店(焼肉)","飲食店(中華料理・ラーメン)","飲食店(その他)"]
[null,32,null,null,null,null,"","",0,0,0,"",null,null,null,null,null,null,null,"宿泊施設","その他(旅館・ホテル)"]
[null,33,null,null,null,null,"","",0,0,0,"",null,null,null,null,null,null,null,"教育施設","その他(学校・教育施設)","その他(保育所)"]
[null,34,null,null,null,null,"","",0,0,0,"",null,null,null,null,null,null,null,"医療施設","その他(病院・診療所)","その他(保健・介護施設)"]
[null,35,null,null,null,null,"","",0,0,0,"",null,null,null,null,null,null,null,"文化・娯楽施設","その他(フィットネス施設)","その他(パチンコ店舗)","その他(カラオケボックス店舗)","その他(ゲームセンター)","その他(図書館)","その他(博物館・美術館)"]
[null,36,null,null,null,null,"","",0,0,0,"",null,null,null,null,null,null,null,"その他（ベンチマーク区分該当なし）",{"$f":"IF(D58=\"\",\"\",D58)","v":""},{"$f":"IF(D59=\"\",\"\",D59)","v":""},{"$f":"IF(D60=\"\",\"\",D60)","v":""},{"$f":"IF(D61=\"\",\"\",D61)","v":""},{"$f":"IF(D62=\"\",\"\",D62)","v":""},{"$f":"IF(D63=\"\",\"\",D63)","v":""},{"$f":"IF(D64=\"\",\"\",D64)","v":""},{"$f":"IF(D65=\"\",\"\",D65)","v":""},null,null,{"$f":"IF(G63=\"\",\"\",G63)","v":""}]
[null,37,null,null,null,null,"","",0,0,0,""]
[null,38,null,null,null,null,"","",0,0,0,""]
[null,39,null,null,null,null,{"$f":"IF(OR(F49=\"\",F49=\"\"),\"\",F49+J49)","v":""},"",0,0,0,""]
[null,40,null,null,null,null,{"$f":"IF(OR(F50=\"\",F50=\"\"),\"\",F50+J50)","v":""},"",0,0,{"$f":"IFERROR(L50*G50,0)","v":0},""]
[]
[null,"ベンチマーク区分以外の床面積及び平均原単位"]
[]
[null,"No","名称","室用途",null,"床面積\n[㎡]","床面積\n（共用部含む）\n[㎡]","平均原単位\n[kg-CO2/㎡]","共用部\n按分比","共用部\n足し戻し\n面積","kg-CO2","固有の原単位を計算する上で用いる平均原単位\n[kg-CO2/㎡]"]
[null,null,null,null,null,null,null,null,null,null,null,null,null,null,null,null,null,null,null,null,"ベンチマーク区分名","平均原単位\n[kg-CO2/㎡]","全負荷相当運転時間　[h/年]"]
[null,1,null,"駐車場",null,null,{"$f":"IF(OR(F56=\"\",F56=\"\"),\"\",F56+J56)","v":""},{"$f":"IF(F56=\"\",\"\",AC12)","v":""},0,{"$f":"$K$4*I56","v":0},{"$f":"IFERROR(L56*G56,0)","v":0},{"$f":"H56","v":""},null,null,null,null,null,null,null,null,"オフィス",null,"熱源機器\n冷房","熱源機器\n暖房","熱源補機、搬送冷房","熱源補機、搬送暖房","空調機"]
[null,2,null,"データセンター",null,null,{"$f":"IF(OR(F57=\"\",F57=\"\"),\"\",F57+J57)","v":""},{"$f":"IF(F57=\"\",\"\",AE12)","v":""},{"$f":"IFERROR(F57/$K$5,0)","v":0},0,{"$f":"IFERROR(L57*G57,0)","v":0},{"$f":"H57","v":""},null,null,null,null,null,null,null,null,"(テナント専有部)",81.3,800,400,2100,450,2850]
[null,3,null,null,null,null,"",null,0,0,0,0,null,null,null,null,null,null,null,null,"(自社ビル)",65.400000000000006]
[null,4,null,null,null,null,"",null,0,0,0,0,null,null,null,null,null,null,null,null,"物販店"]
[null,5,null,null,null,null,"",null,0,0,0,0,null,null,null,null,null,null,null,null,"(コンビ二)",585.4,900,400,2200,550,2844]
[null,6,null,null,null,null,"",null,0,0,0,0,null,null,null,null,null,null,null,null,"(ドラッグストア)",295.39999999999998]
[null,7,null,null,null,null,"",null,0,0,0,0,null,null,null,null,null,null,null,null,"(総合スーパー・百貨店)",259.7]
[null,8,null,null,null,null,"",null,0,0,0,0,null,null,null,null,null,null,null,null,"(生鮮食品等)",387]
[null,9,null,null,null,null,"",null,0,0,0,0,null,null,null,null,null,null,null,null,"(食料品の製造小売)",765.3]
[null,10,null,null,null,null,"",null,0,0,0,0,null,null,null,null,null,null,null,null,"(服飾品)",124.8]
[null,null,null,null,null,null,null,null,null,null,null,null,null,null,null,null,null,null,null,null,"(自動車（新車）小売)",63.4]
[null,null,null,null,null,null,null,null,null,null,null,null,null,null,null,null,null,null,null,null,"飲食店"]
[null,null,null,null,null,null,null,null,null,null,null,null,null,null,null,null,null,null,null,null,"(食堂・レストラン)",596.6,1000,500,2300,750,3861]
[null,null,null,null,null,null,null,null,null,null,null,null,null,null,null,null,null,null,null,null,"(居酒屋・バー)",365.1]
[null,null,null,null,null,null,null,null,null,null,null,null,null,null,null,null,null,null,null,null,"(ハンバーガー)",733.4]
[null,null,null,null,null,null,null,null,null,null,null,null,null,null,null,null,null,null,null,null,"(喫茶)",414.1]
[null,null,null,null,null,null,null,null,null,null,null,null,null,null,null,null,null,null,null,null,"(焼肉)",561.9]
[null,null,null,null,null,null,null,null,null,null,null,null,null,null,null,null,null,null,null,null,"(中華料理・ラーメン)",985.1]
[null,null,null,null,null,null,null,null,null,null,null,null,null,null,null,null,null,null,null,null,"(その他)",718.7]
[null,null,null,null,null,null,null,null,null,null,null,null,null,null,null,null,null,null,null,null,"その他"]
[null,null,null,null,null,null,null,null,null,null,null,null,null,null,null,null,null,null,null,null,"(旅館・ホテル)",125.2,1000,1200,3000,5000,5110]
[null,null,null,null,null,null,null,null,null,null,null,null,null,null,null,null,null,null,null,null,"(学校・教育施設)",23.4,400,500,1350,550,2000]
[null,null,null,null,null,null,null,null,null,null,null,null,null,null,null,null,null,null,null,null,"(保育所)",57.1]
[null,null,null,null,null,null,null,null,null,null,null,null,null,null,null,null,null,null,null,null,"(病院・診療所)",106,1000,900,3400,1600,5110]
[null,null,null,null,null,null,null,null,null,null,null,null,null,null,null,null,null,null,null,null,"(保険・介護施設)",72.599999999999994]
[null,null,null,null,null,null,null,null,null,null,null,null,null,null,null,null,null,null,null,null,"(フィットネス施設)",203.5,1000,500,2300,1100,3861]
[null,null,null,null,null,null,null,null,null,null,null,null,null,null,null,null,null,null,null,null,"(パチンコ店舗)",287.10000000000002]
[null,null,null,null,null,null,null,null,null,null,null,null,null,null,null,null,null,null,null,null,"(カラオケボックス店舗)",252.1]
[null,null,null,null,null,null,null,null,null,null,null,null,null,null,null,null,null,null,null,null,"(ゲームセンター)",333.9]
[null,null,null,null,null,null,null,null,null,null,null,null,null,null,null,null,null,null,null,null,"(図書館)",64.3]
[null,null,null,null,null,null,null,null,null,null,null,null,null,null,null,null,null,null,null,null,"(博物館・美術館)",69.3]
[null,null,null,null,null,null,null,null,null,null,null,null,null,null,null,null,null,null,null,null,"(区市町村庁舎等)",54.6,800,400,2100,450,2850]
[null,null,null,null,null,null,null,null,null,null,null,null,null,null,null,null,null,null,null,null,"ベンチマーク区分以外"]

{"sheet":"4_エネルギー使用量 (電気)","index":3,"n_rows":111,"n_cols":55,"rows_kept":111,"cut":false,"hidden":false,"merged":[[110,2,110,3],[100,2,100,3],[101,2,101,3],[102,2,102,3],[103,2,103,3],[104,2,104,3],[105,2,105,3],[106,2,106,3],[107,2,107,3],[108,2,108,3],[109,2,109,3],[55,2,55,3],[56,2,56,3],[78,2,78,3],[99,2,99,3],[66,2,66,3],[67,2,67,3],[93,2,93,3],[94,2,94,3],[95,2,95,3],[96,2,96,3],[97,2,97,3],[98,2,98,3],[87,2,87,3],[70,2,70,3],[71,2,71,3],[72,2,72,3],[73,2,73,3],[85,2,85,3],[86,2,86,3],[88,2,88,3],[89,2,89,3],[90,2,90,3],[91,2,91,3],[92,2,92,3],[75,2,75,3],[76,2,76,3],[77,2,77,3],[68,2,68,3],[69,2,69,3],[74,2,74,3],[84,2,84,3],[81,2,81,3],[82,2,82,3],[79,2,79,3],[80,2,80,3],[83,2,83,3],[63,2,63,3],[64,2,64,3],[65,2,65,3],[40,2,40,3],[41,2,41,3],[42,2,42,3],[43,2,43,3],[44,2,44,3],[45,2,45,3],[46,2,46,3],[47,2,47,3],[48,2,48,3],[57,2,57,3],[49,2,49,3],[50,2,50,3],[51,2,51,3],[58,2,58,3],[59,2,59,3],[60,2,60,3],[61,2,61,3],[62,2,62,3],[52,2,52,3],[53,2,53,3],[54,2,54,3],[30,2,30,3],[39,2,39,3],[37,2,37,3],[38,2,38,3],[31,2,31,3],[32,2,32,3],[33,2,33,3],[35,2,35,3],[36,2,36,3],[34,2,34,3],[9,19,10,19],[23,2,23,3],[25,2,25,3],[26,2,26,3],[27,2,27,3],[9,5,10,5],[9,6,9,18],[20,2,20,3],[21,2,21,3],[22,2,22,3],[16,2,16,3],[17,2,17,3],[18,2,18,3],[28,2,28,3],[29,2,29,3],[9,1,10,1],[9,2,10,3],[9,4,10,4],[24,2,24,3],[19,2,19,3],[11,2,11,3],[12,2,12,3],[13,2,13,3],[14,2,14,3],[15,2,15,3]]}
[null,null,null,null,null,null,null,null,null,null,null,null,null,null,null,null,null,null,null,null,null,null,null,"○",2015,2016,2017,2018,2019,2020,2021,2022,2023,null,"■月別エネルギー使用量割合",null,null,null,null,null,null,null,null,null,null,null,null,"■エネルギー使用量割合←「専有部」のみ入居率に応じてエネルギー使用量を補正"]
[null,null,"色欄については、文字又は数値を入力",null,null,null,null,null,null,null,null,null,null,null,null,null,null,null,null,null,null,null,null,null,null,null,null,null,null,null,null,null,null,null,"４月","５月","６月","７月","８月","９月","１０月","１１月","１２月","１月","２月","３月",null,"専有部","共用部"]
[null,null,"色欄については、プルダウンメニューから選択",null,null,null,null,null,null,null,null,null,null,null,null,null,null,null,null,null,null,null,null,null,null,null,null,null,null,null,null,null,null,null,7.3992728908362629E-2,7.1001673541443072E-2,8.0581342238624343E-2,9.0260494319802431E-2,0.10107169686520251,9.2618186619878112E-2,7.8907423110087943E-2,7.2823253856452247E-2,7.9087375239244445E-2,8.4472387551935244E-2,9.0261224299248113E-2,8.4922213449719036E-2,null,0.85,{"$f":"1-AV3","v":0.15000000000000002}]
[null,null,"色欄については、任意記入とし、文字又は数値を入力"]
[null,null,"色欄については、入力の間違いや未記入の状態などエラーを示す。"]
[]
[null,null,null,null,null,null,null,null,null,null,null,null,null,null,null,null,null,null,null,null,null,null,"換算係数"]
[null,"エネルギー使用量（電気）",null,null,null,null,null,null,null,null,null,null,null,null,null,null,null,null,null,"No.4"]
[]
[null,"No.","メーター名称",null,"除外対象","年度","エネルギー使用量（電気）　[kWh]",null,null,null,null,null,null,null,null,null,null,null,null,"CO2排出量\n[t-CO2/年]",null,null,null,null,null,null,null,null,"■入居率補正（月別）←「専有部」のみ入居率補正する"]
[null,null,null,null,null,null,"4月","5月","6月","7月","8月","9月","10月","11月","12月","1月","2月","3月","計",null,null,"CO2","kWh","MJ","年度","CO2","MJ",null,null,"４月","５月","６月","７月","８月","９月","１０月","１１月","１２月","１月","２月","３月",null,null,"4月","5月","6月","7月","8月","9月","10月","11月","12月","1月","2月","3月"]
[null,1,null,null,null,null,null,null,null,null,null,null,null,null,null,null,null,null,{"$f":"IF(OR(G12=\"\",H12=\"\",I12=\"\",J12=\"\",K12=\"\",L12=\"\",M12=\"\",N12=\"\",O12=\"\",P12=\"\",Q12=\"\",R12=\"\"),\"\",SUM(G12:R12))","v":""},{"$f":"IF(S12=\"\",\"\",S12*'2_メイン'!$Z$19/1000)","v":""},{"$f":"IF(E12=\"○\",-1,1)","v":1},{"$f":"IF(T12=\"\",\"\",T12*U12)","v":""},{"$f":"IF(S12=\"\",\"\",S12*U12)","v":""},{"$f":"IF(W12=\"\",\"\",'2_メイン'!$Z$20*W12)","v":""},2015,{"$f":"SUMIF($F$12:$F$111,Y12,$V$12:$V$111)","v":0},{"$f":"SUMIF($F$12:$F$111,Y12,$X$12:$X$111)","v":0},null,2015,{"$f":"SUMIF($F$12:$F$111,$AC$12,AR12:AR111)","v":0},0,0,0,0,0,0,0,0,0,0,0,{"$f":"SUM(AD12:AO12)","v":0},null,{"$f":"G12*$U12","v":0},{"$f":"H12*$U12","v":0},{"$f":"I12*$U12","v":0},{"$f":"J12*$U12","v":0},{"$f":"K12*$U12","v":0},{"$f":"L12*$U12","v":0},{"$f":"M12*$U12","v":0},{"$f":"N12*$U12","v":0},{"$f":"O12*$U12","v":0},{"$f":"P12*$U12","v":0},{"$f":"Q12*$U12","v":0},{"$f":"R12*$U12","v":0}]
[null,2,null,null,null,null,null,null,null,null,null,null,null,null,null,null,null,null,{"$f":"IF(OR(G13=\"\",H13=\"\",I13=\"\",J13=\"\",K13=\"\",L13=\"\",M13=\"\",N13=\"\",O13=\"\",P13=\"\",Q13=\"\",R13=\"\"),\"\",SUM(G13:R13))","v":""},{"$f":"IF(S13=\"\",\"\",S13*'2_メイン'!$Z$19/1000)","v":""},{"$f":"IF(E13=\"○\",-1,1)","v":1},{"$f":"IF(T13=\"\",\"\",T13*U13)","v":""},{"$f":"IF(S13=\"\",\"\",S13*U13)","v":""},{"$f":"IF(W13=\"\",\"\",'2_メイン'!$Z$20*W13)","v":""},2016,{"$f":"SUMIF($F$12:$F$111,Y13,$V$12:$V$111)","v":0},{"$f":"SUMIF($F$12:$F$111,Y13,$X$12:$X$111)","v":0},null,"入居率",{"$f":"IF(SUMIF('7_テナント入居率'!$C$14:$C$43,$AC$12,'7_テナント入居率'!D14:D43)=0,0,SUMIF('7_テナント入居率'!$C$14:$C$43,$AC$12,'7_テナント入居率'!D14:D43))","v":0},{"$f":"IF(SUMIF('7_テナント入居率'!$C$14:$C$43,$AC$12,'7_テナント入居率'!E14:E43)=0,0,SUMIF('7_テナント入居率'!$C$14:$C$43,$AC$12,'7_テナント入居率'!E14:E43))","v":0},{"$f":"IF(SUMIF('7_テナント入居率'!$C$14:$C$43,$AC$12,'7_テナント入居率'!F14:F43)=0,0,SUMIF('7_テナント入居率'!$C$14:$C$43,$AC$12,'7_テナント入居率'!F14:F43))","v":0},{"$f":"IF(SUMIF('7_テナント入居率'!$C$14:$C$43,$AC$12,'7_テナント入居率'!G14:G43)=0,0,SUMIF('7_テナント入居率'!$C$14:$C$43,$AC$12,'7_テナント入居率'!G14:G43))","v":0},{"$f":"IF(SUMIF('7_テナント入居率'!$C$14:$C$43,$AC$12,'7_テナント入居率'!H14:H43)=0,0,SUMIF('7_テナント入居率'!$C$14:$C$43,$AC$12,'7_テナント入居率'!H14:H43))","v":0},{"$f":"IF(SUMIF('7_テナント入居率'!$C$14:$C$43,$AC$12,'7_テナント入居率'!I14:I43)=0,0,SUMIF('7_テナント入居率'!$C$14:$C$43,$AC$12,'7_テナント入居率'!I14:I43))","v":0},{"$f":"IF(SUMIF('7_テナント入居率'!$C$14:$C$43,$AC$12,'7_テナント入居率'!J14:J43)=0,0,SUMIF('7_テナント入居率'!$C$14:$C$43,$AC$12,'7_テナント入居率'!J14:J43))","v":0},{"$f":"IF(SUMIF('7_テナント入居率'!$C$14:$C$43,$AC$12,'7_テナント入居率'!K14:K43)=0,0,SUMIF('7_テナント入居率'!$C$14:$C$43,$AC$12,'7_テナント入居率'!K14:K43))","v":0},{"$f":"IF(SUMIF('7_テナント入居率'!$C$14:$C$43,$AC$12,'7_テナント入居率'!L14:L43)=0,0,SUMIF('7_テナント入居率'!$C$14:$C$43,$AC$12,'7_テナント入居率'!L14:L43))","v":0},{"$f":"IF(SUMIF('7_テナント入居率'!$C$14:$C$43,$AC$12,'7_テナント入居率'!M14:M43)=0,0,SUMIF('7_テナント入居率'!$C$14:$C$43,$AC$12,'7_テナント入居率'!M14:M43))","v":0},{"$f":"IF(SUMIF('7_テナント入居率'!$C$14:$C$43,$AC$12,'7_テナント入居率'!N14:N43)=0,0,SUMIF('7_テナント入居率'!$C$14:$C$43,$AC$12,'7_テナント入居率'!N14:N43))","v":0},{"$f":"IF(SUMIF('7_テナント入居率'!$C$14:$C$43,$AC$12,'7_テナント入居率'!O14:O43)=0,0,SUMIF('7_テナント入居率'!$C$14:$C$43,$AC$12,'7_テナント入居率'!O14:O43))","v":0},null,null,0,0,0,0,0,0,0,0,0,0,0,0]
[null,3,null,null,null,null,null,null,null,null,null,null,null,null,null,null,null,null,{"$f":"IF(OR(G14=\"\",H14=\"\",I14=\"\",J14=\"\",K14=\"\",L14=\"\",M14=\"\",N14=\"\",O14=\"\",P14=\"\",Q14=\"\",R14=\"\"),\"\",SUM(G14:R14))","v":""},{"$f":"IF(S14=\"\",\"\",S14*'2_メイン'!$Z$19/1000)","v":""},1,"","",{"$f":"IF(W14=\"\",\"\",'2_メイン'!$Z$20*W14)","v":""},2017,0,{"$f":"SUMIF($F$12:$F$111,Y14,$X$12:$X$111)","v":0},null,"補正後",{"$f":"IFERROR(AD12*$AV$3/AD13+AD12*$AW$3,0)","v":0},{"$f":"IFERROR(AE12*$AV$3/AE13+AE12*$AW$3,0)","v":0},0,0,0,0,0,0,0,0,0,0,{"$f":"SUM(AD14:AO14)","v":0},null,0,0,0,0,0,0,0,0,0,0,0,0]
[null,4,null,null,null,null,null,null,null,null,null,null,null,null,null,null,null,null,"",{"$f":"IF(S15=\"\",\"\",S15*'2_メイン'!$Z$19/1000)","v":""},1,"","",{"$f":"IF(W15=\"\",\"\",'2_メイン'!$Z$20*W15)","v":""},2018,0,0,null,null,{"$f":"IF(AD13>0,AI$3,0)","v":0},{"$f":"IF(AE13>0,AJ$3,0)","v":0},{"$f":"IF(AF13>0,AK$3,0)","v":0},0,0,0,0,0,0,0,0,0,{"$f":"SUM(AD15:AO15)","v":0},null,0,0,0,0,0,0,0,0,0,0,0,0]
[null,5,null,null,null,null,null,null,null,null,null,null,null,null,null,null,null,null,"",{"$f":"IF(S16=\"\",\"\",S16*'2_メイン'!$Z$19/1000)","v":""},1,"","",{"$f":"IF(W16=\"\",\"\",'2_メイン'!$Z$20*W16)","v":""},2019,0,0,null,"入居率0の場合の補正値",{"$f":"IFERROR(IF(AD15>0,0,$AP$14/$AP$15*AI3),0)","v":0},{"$f":"IFERROR(IF(AE15>0,0,$AP$14/$AP$15*AJ3),0)","v":0},0,0,0,0,0,0,0,0,0,0,null,null,0,0,0,0,0,0,0,0,0,0,0,0]
[null,6,null,null,null,null,null,null,null,null,null,null,null,null,null,null,null,null,"",{"$f":"IF(S17=\"\",\"\",S17*'2_メイン'!$Z$19/1000)","v":""},1,"","",{"$f":"IF(W17=\"\",\"\",'2_メイン'!$Z$20*W17)","v":""},2020,0,0,null,"採用値",{"$f":"AD14+AD16","v":0},{"$f":"AE14+AE16","v":0},{"$f":"AF14+AF16","v":0},0,0,0,0,0,0,0,0,0,{"$f":"SUM(AD17:AO17)","v":0},null,0,0,0,0,0,0,0,0,0,0,0,0]
[null,7,null,null,null,null,null,null,null,null,null,null,null,null,null,null,null,null,"",{"$f":"IF(S18=\"\",\"\",S18*'2_メイン'!$Z$19/1000)","v":""},1,"","",{"$f":"IF(W18=\"\",\"\",'2_メイン'!$Z$20*W18)","v":""},2021,0,0,null,2016,{"$f":"SUMIF($F$12:$F$111,$AC$18,AR12:AR111)","v":0},0,0,0,0,0,0,0,0,0,0,0,{"$f":"SUM(AD18:AO18)","v":0},null,0,0,0,0,0,0,0,0,0,0,0,0]
[null,8,null,null,null,null,null,null,null,null,null,null,null,null,null,null,null,null,"",{"$f":"IF(S19=\"\",\"\",S19*'2_メイン'!$Z$19/1000)","v":""},1,"","",{"$f":"IF(W19=\"\",\"\",'2_メイン'!$Z$20*W19)","v":""},2022,{"$f":"SUMIF($F$12:$F$111,Y19,$V$12:$V$111)","v":0},0,null,"入居率",{"$f":"IF(SUMIF('7_テナント入居率'!$C$14:$C$43,$AC$18,'7_テナント入居率'!D14:D43)=0,0,SUMIF('7_テナント入居率'!$C$14:$C$43,$AC$18,'7_テナント入居率'!D14:D43))","v":0},{"$f":"IF(SUMIF('7_テナント入居率'!$C$14:$C$43,$AC$18,'7_テナント入居率'!E14:E43)=0,0,SUMIF('7_テナント入居率'!$C$14:$C$43,$AC$18,'7_テナント入居率'!E14:E43))","v":0},{"$f":"IF(SUMIF('7_テナント入居率'!$C$14:$C$43,$AC$18,'7_テナント入居率'!F14:F43)=0,0,SUMIF('7_テナント入居率'!$C$14:$C$43,$AC$18,'7_テナント入居率'!F14:F43))","v":0},{"$f":"IF(SUMIF('7_テナント入居率'!$C$14:$C$43,$AC$18,'7_テナント入居率'!G14:G43)=0,0,SUMIF('7_テナント入居率'!$C$14:$C$43,$AC$18,'7_テナント入居率'!G14:G43))","v":0},{"$f":"IF(SUMIF('7_テナント入居率'!$C$14:$C$43,$AC$18,'7_テナント入居率'!H14:H43)=0,0,SUMIF('7_テナント入居率'!$C$14:$C$43,$AC$18,'7_テナント入居率'!H14:H43))","v":0},{"$f":"IF(SUMIF('7_テナント入居率'!$C$14:$C$43,$AC$18,'7_テナント入居率'!I14:I43)=0,0,SUMIF('7_テナント入居率'!$C$14:$C$43,$AC$18,'7_テナント入居率'!I14:I43))","v":0},{"$f":"IF(SUMIF('7_テナント入居率'!$C$14:$C$43,$AC$18,'7_テナント入居率'!J14:J43)=0,0,SUMIF('7_テナント入居率'!$C$14:$C$43,$AC$18,'7_テナント入居率'!J14:J43))","v":0},{"$f":"IF(SUMIF('7_テナント入居率'!$C$14:$C$43,$AC$18,'7_テナント入居率'!K14:K43)=0,0,SUMIF('7_テナント入居率'!$C$14:$C$43,$AC$18,'7_テナント入居率'!K14:K43))","v":0},{"$f":"IF(SUMIF('7_テナント入居率'!$C$14:$C$43,$AC$18,'7_テナント入居率'!L14:L43)=0,0,SUMIF('7_テナント入居率'!$C$14:$C$43,$AC$18,'7_テナント入居率'!L14:L43))","v":0},{"$f":"IF(SUMIF('7_テナント入居率'!$C$14:$C$43,$AC$18,'7_テナント入居率'!M14:M43)=0,0,SUMIF('7_テナント入居率'!$C$14:$C$43,$AC$18,'7_テナント入居率'!M14:M43))","v":0},{"$f":"IF(SUMIF('7_テナント入居率'!$C$14:$C$43,$AC$18,'7_テナント入居率'!N14:N43)=0,0,SUMIF('7_テナント入居率'!$C$14:$C$43,$AC$18,'7_テナント入居率'!N14:N43))","v":0},{"$f":"IF(SUMIF('7_テナント入居率'!$C$14:$C$43,$AC$18,'7_テナント入居率'!O14:O43)=0,0,SUMIF('7_テナント入居率'!$C$14:$C$43,$AC$18,'7_テナント入居率'!O14:O43))","v":0},null,null,0,0,0,0,0,0,0,0,0,0,0,0]
[null,9,null,null,null,null,null,null,null,null,null,null,null,null,null,null,null,null,"",{"$f":"IF(S20=\"\",\"\",S20*'2_メイン'!$Z$19/1000)","v":""},1,"","",{"$f":"IF(W20=\"\",\"\",'2_メイン'!$Z$20*W20)","v":""},2023,{"$f":"SUMIF($F$12:$F$111,Y20,$V$12:$V$111)","v":0},0,null,"補正後",{"$f":"IFERROR(AD18*$AV$3/AD19+AD18*$AW$3,0)","v":0},{"$f":"IFERROR(AE18*$AV$3/AE19+AE18*$AW$3,0)","v":0},0,0,0,0,0,0,0,0,0,0,{"$f":"SUM(AD20:AO20)","v":0},null,0,0,0,0,0,0,0,0,0,0,0,0]
[null,10,null,null,null,null,null,null,null,null,null,null,null,null,null,null,null,null,"",{"$f":"IF(S21=\"\",\"\",S21*'2_メイン'!$Z$19/1000)","v":""},1,"","",{"$f":"IF(W21=\"\",\"\",'2_メイン'!$Z$20*W21)","v":""},null,null,null,null,null,{"$f":"IF(AD19>0,AI$3,0)","v":0},{"$f":"IF(AE19>0,AJ$3,0)","v":0},0,0,0,0,0,0,0,0,0,0,{"$f":"SUM(AD21:AO21)","v":0},null,0,0,0,0,0,0,0,0,0,0,0,0]
[null,11,null,null,null,null,null,null,null,null,null,null,null,null,null,null,null,null,"",{"$f":"IF(S22=\"\",\"\",S22*'2_メイン'!$Z$19/1000)","v":""},1,"","",{"$f":"IF(W22=\"\",\"\",'2_メイン'!$Z$20*W22)","v":""},null,null,null,null,"入居率0の場合の補正値",{"$f":"IFERROR(IF(AD21>0,0,$AP$20/$AP$21*AI3),0)","v":0},{"$f":"IFERROR(IF(AE21>0,0,$AP$20/$AP$21*AJ3),0)","v":0},0,0,0,0,0,0,0,0,0,0,null,null,0,0,0,0,0,0,0,0,0,0,0,0]
[null,12,null,null,null,null,null,null,null,null,null,null,null,null,null,null,null,null,"",{"$f":"IF(S23=\"\",\"\",S23*'2_メイン'!$Z$19/1000)","v":""},1,"","",{"$f":"IF(W23=\"\",\"\",'2_メイン'!$Z$20*W23)","v":""},null,null,null,null,"採用値",{"$f":"AD20+AD22","v":0},{"$f":"AE20+AE22","v":0},0,0,0,0,0,0,0,0,0,0,{"$f":"SUM(AD23:AO23)","v":0},null,0,0,0,0,0,0,0,0,0,0,0,0]
[null,13,null,null,null,null,null,null,null,null,null,null,null,null,null,null,null,null,"",{"$f":"IF(S24=\"\",\"\",S24*'2_メイン'!$Z$19/1000)","v":""},1,"","",{"$f":"IF(W24=\"\",\"\",'2_メイン'!$Z$20*W24)","v":""},null,null,null,null,2017,{"$f":"SUMIF($F$12:$F$111,$AC$24,AR12:AR111)","v":0},0,0,0,0,0,0,0,0,0,0,0,{"$f":"SUM(AD24:AO24)","v":0},null,0,0,0,0,0,0,0,0,0,0,0,0]
[null,14,null,null,null,null,null,null,null,null,null,null,null,null,null,null,null,null,"",{"$f":"IF(S25=\"\",\"\",S25*'2_メイン'!$Z$19/1000)","v":""},1,"","",{"$f":"IF(W25=\"\",\"\",'2_メイン'!$Z$20*W25)","v":""},null,null,null,null,"入居率",{"$f":"IF(SUMIF('7_テナント入居率'!$C$14:$C$43,$AC$24,'7_テナント入居率'!D14:D43)=0,0,SUMIF('7_テナント入居率'!$C$14:$C$43,$AC$24,'7_テナント入居率'!D14:D43))","v":0},{"$f":"IF(SUMIF('7_テナント入居率'!$C$14:$C$43,$AC$24,'7_テナント入居率'!E14:E43)=0,0,SUMIF('7_テナント入居率'!$C$14:$C$43,$AC$24,'7_テナント入居率'!E14:E43))","v":0},{"$f":"IF(SUMIF('7_テナント入居率'!$C$14:$C$43,$AC$24,'7_テナント入居率'!F14:F43)=0,0,SUMIF('7_テナント入居率'!$C$14:$C$43,$AC$24,'7_テナント入居率'!F14:F43))","v":0},{"$f":"IF(SUMIF('7_テナント入居率'!$C$14:$C$43,$AC$24,'7_テナント入居率'!G14:G43)=0,0,SUMIF('7_テナント入居率'!$C$14:$C$43,$AC$24,'7_テナント入居率'!G14:G43))","v":0},{"$f":"IF(SUMIF('7_テナント入居率'!$C$14:$C$43,$AC$24,'7_テナント入居率'!H14:H43)=0,0,SUMIF('7_テナント入居率'!$C$14:$C$43,$AC$24,'7_テナント入居率'!H14:H43))","v":0},{"$f":"IF(SUMIF('7_テナント入居率'!$C$14:$C$43,$AC$24,'7_テナント入居率'!I14:I43)=0,0,SUMIF('7_テナント入居率'!$C$14:$C$43,$AC$24,'7_テナント入居率'!I14:I43))","v":0},{"$f":"IF(SUMIF('7_テナント入居率'!$C$14:$C$43,$AC$24,'7_テナント入居率'!J14:J43)=0,0,SUMIF('7_テナント入居率'!$C$14:$C$43,$AC$24,'7_テナント入居率'!J14:J43))","v":0},{"$f":"IF(SUMIF('7_テナント入居率'!$C$14:$C$43,$AC$24,'7_テナント入居率'!K14:K43)=0,0,SUMIF('7_テナント入居率'!$C$14:$C$43,$AC$24,'7_テナント入居率'!K14:K43))","v":0},{"$f":"IF(SUMIF('7_テナント入居率'!$C$14:$C$43,$AC$24,'7_テナント入居率'!L14:L43)=0,0,SUMIF('7_テナント入居率'!$C$14:$C$43,$AC$24,'7_テナント入居率'!L14:L43))","v":0},{"$f":"IF(SUMIF('7_テナント入居率'!$C$14:$C$43,$AC$24,'7_テナント入居率'!M14:M43)=0,0,SUMIF('7_テナント入居率'!$C$14:$C$43,$AC$24,'7_テナント入居率'!M14:M43))","v":0},{"$f":"IF(SUMIF('7_テナント入居率'!$C$14:$C$43,$AC$24,'7_テナント入居率'!N14:N43)=0,0,SUMIF('7_テナント入居率'!$C$14:$C$43,$AC$24,'7_テナント入居率'!N14:N43))","v":0},{"$f":"IF(SUMIF('7_テナント入居率'!$C$14:$C$43,$AC$24,'7_テナント入居率'!O14:O43)=0,0,SUMIF('7_テナント入居率'!$C$14:$C$43,$AC$24,'7_テナント入居率'!O14:O43))","v":0},null,null,0,0,0,0,0,0,0,0,0,0,0,0]
[null,15,null,null,null,null,null,null,null,null,null,null,null,null,null,null,null,null,"",{"$f":"IF(S26=\"\",\"\",S26*'2_メイン'!$Z$19/1000)","v":""},1,"","",{"$f":"IF(W26=\"\",\"\",'2_メイン'!$Z$20*W26)","v":""},null,null,null,null,"補正後",{"$f":"IFERROR(AD24*$AV$3/AD25+AD24*$AW$3,0)","v":0},{"$f":"IFERROR(AE24*$AV$3/AE25+AE24*$AW$3,0)","v":0},0,0,0,0,0,0,0,0,0,0,{"$f":"SUM(AD26:AO26)","v":0},null,0,0,0,0,0,0,0,0,0,0,0,0]
[null,16,null,null,null,null,null,null,null,null,null,null,null,null,null,null,null,null,"",{"$f":"IF(S27=\"\",\"\",S27*'2_メイン'!$Z$19/1000)","v":""},1,"","",{"$f":"IF(W27=\"\",\"\",'2_メイン'!$Z$20*W27)","v":""},null,null,null,null,null,{"$f":"IF(AD25>0,AI$3,0)","v":0},{"$f":"IF(AE25>0,AJ$3,0)","v":0},{"$f":"IF(AF25>0,AK$3,0)","v":0},0,0,0,0,0,0,0,0,0,{"$f":"SUM(AD27:AO27)","v":0},null,0,0,0,0,0,0,0,0,0,0,0,0]
[null,17,null,null,null,null,null,null,null,null,null,null,null,null,null,null,null,null,"",{"$f":"IF(S28=\"\",\"\",S28*'2_メイン'!$Z$19/1000)","v":""},1,"","",{"$f":"IF(W28=\"\",\"\",'2_メイン'!$Z$20*W28)","v":""},null,null,null,null,"入居率0の場合の補正値",{"$f":"IFERROR(IF(AD27>0,0,$AP$26/$AP$27*AI3),0)","v":0},{"$f":"IFERROR(IF(AE27>0,0,$AP$26/$AP$27*AJ3),0)","v":0},0,0,0,0,0,0,0,0,0,0,null,null,0,0,0,0,0,0,0,0,0,0,0,0]
[null,18,null,null,null,null,null,null,null,null,null,null,null,null,null,null,null,null,"",{"$f":"IF(S29=\"\",\"\",S29*'2_メイン'!$Z$19/1000)","v":""},1,"","",{"$f":"IF(W29=\"\",\"\",'2_メイン'!$Z$20*W29)","v":""},null,null,null,null,"採用値",{"$f":"AD26+AD28","v":0},{"$f":"AE26+AE28","v":0},0,0,0,0,0,0,0,0,0,0,{"$f":"SUM(AD29:AO29)","v":0},null,0,0,0,0,0,0,0,0,0,0,0,0]
[null,19,null,null,null,null,null,null,null,null,null,null,null,null,null,null,null,null,"",{"$f":"IF(S30=\"\",\"\",S30*'2_メイン'!$Z$19/1000)","v":""},1,"","",{"$f":"IF(W30=\"\",\"\",'2_メイン'!$Z$20*W30)","v":""},null,null,null,null,2018,{"$f":"SUMIF($F$12:$F$111,$AC$30,AR12:AR111)","v":0},0,0,0,0,0,0,0,0,0,0,0,{"$f":"SUM(AD30:AO30)","v":0},null,0,0,0,0,0,0,0,0,0,0,0,0]
[null,20,null,null,null,null,null,null,null,null,null,null,null,null,null,null,null,null,"",{"$f":"IF(S31=\"\",\"\",S31*'2_メイン'!$Z$19/1000)","v":""},1,"","",{"$f":"IF(W31=\"\",\"\",'2_メイン'!$Z$20*W31)","v":""},null,null,null,null,"入居率",{"$f":"IF(SUMIF('7_テナント入居率'!$C$14:$C$43,$AC$30,'7_テナント入居率'!D14:D43)=0,0,SUMIF('7_テナント入居率'!$C$14:$C$43,$AC$30,'7_テナント入居率'!D14:D43))","v":0},{"$f":"IF(SUMIF('7_テナント入居率'!$C$14:$C$43,$AC$30,'7_テナント入居率'!E14:E43)=0,0,SUMIF('7_テナント入居率'!$C$14:$C$43,$AC$30,'7_テナント入居率'!E14:E43))","v":0},{"$f":"IF(SUMIF('7_テナント入居率'!$C$14:$C$43,$AC$30,'7_テナント入居率'!F14:F43)=0,0,SUMIF('7_テナント入居率'!$C$14:$C$43,$AC$30,'7_テナント入居率'!F14:F43))","v":0},{"$f":"IF(SUMIF('7_テナント入居率'!$C$14:$C$43,$AC$30,'7_テナント入居率'!G14:G43)=0,0,SUMIF('7_テナント入居率'!$C$14:$C$43,$AC$30,'7_テナント入居率'!G14:G43))","v":0},{"$f":"IF(SUMIF('7_テナント入居率'!$C$14:$C$43,$AC$30,'7_テナント入居率'!H14:H43)=0,0,SUMIF('7_テナント入居率'!$C$14:$C$43,$AC$30,'7_テナント入居率'!H14:H43))","v":0},{"$f":"IF(SUMIF('7_テナント入居率'!$C$14:$C$43,$AC$30,'7_テナント入居率'!I14:I43)=0,0,SUMIF('7_テナント入居率'!$C$14:$C$43,$AC$30,'7_テナント入居率'!I14:I43))","v":0},{"$f":"IF(SUMIF('7_テナント入居率'!$C$14:$C$43,$AC$30,'7_テナント入居率'!J14:J43)=0,0,SUMIF('7_テナント入居率'!$C$14:$C$43,$AC$30,'7_テナント入居率'!J14:J43))","v":0},{"$f":"IF(SUMIF('7_テナント入居率'!$C$14:$C$43,$AC$30,'7_テナント入居率'!K14:K43)=0,0,SUMIF('7_テナント入居率'!$C$14:$C$43,$AC$30,'7_テナント入居率'!K14:K43))","v":0},{"$f":"IF(SUMIF('7_テナント入居率'!$C$14:$C$43,$AC$30,'7_テナント入居率'!L14:L43)=0,0,SUMIF('7_テナント入居率'!$C$14:$C$43,$AC$30,'7_テナント入居率'!L14:L43))","v":0},{"$f":"IF(SUMIF('7_テナント入居率'!$C$14:$C$43,$AC$30,'7_テナント入居率'!M14:M43)=0,0,SUMIF('7_テナント入居率'!$C$14:$C$43,$AC$30,'7_テナント入居率'!M14:M43))","v":0},{"$f":"IF(SUMIF('7_テナント入居率'!$C$14:$C$43,$AC$30,'7_テナント入居率'!N14:N43)=0,0,SUMIF('7_テナント入居率'!$C$14:$C$43,$AC$30,'7_テナント入居率'!N14:N43))","v":0},{"$f":"IF(SUMIF('7_テナント入居率'!$C$14:$C$43,$AC$30,'7_テナント入居率'!O14:O43)=0,0,SUMIF('7_テナント入居率'!$C$14:$C$43,$AC$30,'7_テナント入居率'!O14:O43))","v":0},null,null,0,0,0,0,0,0,0,0,0,0,0,0]
[null,21,null,null,null,null,null,null,null,null,null,null,null,null,null,null,null,null,"",{"$f":"IF(S32=\"\",\"\",S32*'2_メイン'!$Z$19/1000)","v":""},1,"","",{"$f":"IF(W32=\"\",\"\",'2_メイン'!$Z$20*W32)","v":""},null,null,null,null,"補正後",{"$f":"IFERROR(AD30*$AV$3/AD31+AD30*$AW$3,0)","v":0},{"$f":"IFERROR(AE30*$AV$3/AE31+AE30*$AW$3,0)","v":0},0,0,0,0,0,0,0,0,0,0,{"$f":"SUM(AD32:AO32)","v":0},null,0,0,0,0,0,0,0,0,0,0,0,0]
[null,22,null,null,null,null,null,null,null,null,null,null,null,null,null,null,null,null,"",{"$f":"IF(S33=\"\",\"\",S33*'2_メイン'!$Z$19/1000)","v":""},1,"","",{"$f":"IF(W33=\"\",\"\",'2_メイン'!$Z$20*W33)","v":""},null,null,null,null,null,{"$f":"IF(AD31>0,AI$3,0)","v":0},{"$f":"IF(AE31>0,AJ$3,0)","v":0},0,0,0,0,0,0,0,0,0,0,{"$f":"SUM(AD33:AO33)","v":0},null,0,0,0,0,0,0,0,0,0,0,0,0]
[null,23,null,null,null,null,null,null,null,null,null,null,null,null,null,null,null,null,"",{"$f":"IF(S34=\"\",\"\",S34*'2_メイン'!$Z$19/1000)","v":""},1,"","",{"$f":"IF(W34=\"\",\"\",'2_メイン'!$Z$20*W34)","v":""},null,null,null,null,"入居率0の場合の補正値",{"$f":"IFERROR(IF(AD33>0,0,$AP$28/$AP$33*AI3),0)","v":0},{"$f":"IFERROR(IF(AE33>0,0,$AP$28/$AP$33*AJ3),0)","v":0},0,0,0,0,0,0,0,0,0,0,null,null,0,0,0,0,0,0,0,0,0,0,0,0]
[null,24,null,null,null,null,null,null,null,null,null,null,null,null,null,null,null,null,"",{"$f":"IF(S35=\"\",\"\",S35*'2_メイン'!$Z$19/1000)","v":""},1,"","",{"$f":"IF(W35=\"\",\"\",'2_メイン'!$Z$20*W35)","v":""},null,null,null,null,"採用値",{"$f":"AD32+AD34","v":0},{"$f":"AE32+AE34","v":0},0,0,0,0,0,0,0,0,0,0,{"$f":"SUM(AD35:AO35)","v":0},null,0,0,0,0,0,0,0,0,0,0,0,0]
[null,25,null,null,null,null,null,null,null,null,null,null,null,null,null,null,null,null,"",{"$f":"IF(S36=\"\",\"\",S36*'2_メイン'!$Z$19/1000)","v":""},1,"","",{"$f":"IF(W36=\"\",\"\",'2_メイン'!$Z$20*W36)","v":""},null,null,null,null,2019,{"$f":"SUMIF($F$12:$F$111,$AC$36,AR12:AR111)","v":0},0,0,0,0,0,0,0,0,0,0,0,{"$f":"SUM(AD36:AO36)","v":0},null,0,0,0,0,0,0,0,0,0,0,0,0]
[null,26,null,null,null,null,null,null,null,null,null,null,null,null,null,null,null,null,"",{"$f":"IF(S37=\"\",\"\",S37*'2_メイン'!$Z$19/1000)","v":""},1,"","",{"$f":"IF(W37=\"\",\"\",'2_メイン'!$Z$20*W37)","v":""},null,null,null,null,"入居率",{"$f":"IF(SUMIF('7_テナント入居率'!$C$14:$C$43,$AC$36,'7_テナント入居率'!D14:D43)=0,0,SUMIF('7_テナント入居率'!$C$14:$C$43,$AC$36,'7_テナント入居率'!D14:D43))","v":0},{"$f":"IF(SUMIF('7_テナント入居率'!$C$14:$C$43,$AC$36,'7_テナント入居率'!E14:E43)=0,0,SUMIF('7_テナント入居率'!$C$14:$C$43,$AC$36,'7_テナント入居率'!E14:E43))","v":0},{"$f":"IF(SUMIF('7_テナント入居率'!$C$14:$C$43,$AC$36,'7_テナント入居率'!F14:F43)=0,0,SUMIF('7_テナント入居率'!$C$14:$C$43,$AC$36,'7_テナント入居率'!F14:F43))","v":0},{"$f":"IF(SUMIF('7_テナント入居率'!$C$14:$C$43,$AC$36,'7_テナント入居率'!G14:G43)=0,0,SUMIF('7_テナント入居率'!$C$14:$C$43,$AC$36,'7_テナント入居率'!G14:G43))","v":0},{"$f":"IF(SUMIF('7_テナント入居率'!$C$14:$C$43,$AC$36,'7_テナント入居率'!H14:H43)=0,0,SUMIF('7_テナント入居率'!$C$14:$C$43,$AC$36,'7_テナント入居率'!H14:H43))","v":0},{"$f":"IF(SUMIF('7_テナント入居率'!$C$14:$C$43,$AC$36,'7_テナント入居率'!I14:I43)=0,0,SUMIF('7_テナント入居率'!$C$14:$C$43,$AC$36,'7_テナント入居率'!I14:I43))","v":0},{"$f":"IF(SUMIF('7_テナント入居率'!$C$14:$C$43,$AC$36,'7_テナント入居率'!J14:J43)=0,0,SUMIF('7_テナント入居率'!$C$14:$C$43,$AC$36,'7_テナント入居率'!J14:J43))","v":0},{"$f":"IF(SUMIF('7_テナント入居率'!$C$14:$C$43,$AC$36,'7_テナント入居率'!K14:K43)=0,0,SUMIF('7_テナント入居率'!$C$14:$C$43,$AC$36,'7_テナント入居率'!K14:K43))","v":0},{"$f":"IF(SUMIF('7_テナント入居率'!$C$14:$C$43,$AC$36,'7_テナント入居率'!L14:L43)=0,0,SUMIF('7_テナント入居率'!$C$14:$C$43,$AC$36,'7_テナント入居率'!L14:L43))","v":0},{"$f":"IF(SUMIF('7_テナント入居率'!$C$14:$C$43,$AC$36,'7_テナント入居率'!M14:M43)=0,0,SUMIF('7_テナント入居率'!$C$14:$C$43,$AC$36,'7_テナント入居率'!M14:M43))","v":0},{"$f":"IF(SUMIF('7_テナント入居率'!$C$14:$C$43,$AC$36,'7_テナント入居率'!N14:N43)=0,0,SUMIF('7_テナント入居率'!$C$14:$C$43,$AC$36,'7_テナント入居率'!N14:N43))","v":0},{"$f":"IF(SUMIF('7_テナント入居率'!$C$14:$C$43,$AC$36,'7_テナント入居率'!O14:O43)=0,0,SUMIF('7_テナント入居率'!$C$14:$C$43,$AC$36,'7_テナント入居率'!O14:O43))","v":0},null,null,0,0,0,0,0,0,0,0,0,0,0,0]
[null,27,null,null,null,null,null,null,null,null,null,null,null,null,null,null,null,null,"",{"$f":"IF(S38=\"\",\"\",S38*'2_メイン'!$Z$19/1000)","v":""},1,"","",{"$f":"IF(W38=\"\",\"\",'2_メイン'!$Z$20*W38)","v":""},null,null,null,null,"補正後",{"$f":"IFERROR(AD36*$AV$3/AD37+AD36*$AW$3,0)","v":0},{"$f":"IFERROR(AE36*$AV$3/AE37+AE36*$AW$3,0)","v":0},0,0,0,0,0,0,0,0,0,0,{"$f":"SUM(AD38:AO38)","v":0},null,0,0,0,0,0,0,0,0,0,0,0,0]
[null,28,null,null,null,null,null,null,null,null,null,null,null,null,null,null,null,null,"",{"$f":"IF(S39=\"\",\"\",S39*'2_メイン'!$Z$19/1000)","v":""},1,"","",{"$f":"IF(W39=\"\",\"\",'2_メイン'!$Z$20*W39)","v":""},null,null,null,null,null,{"$f":"IF(AD37>0,AI$3,0)","v":0},{"$f":"IF(AE37>0,AJ$3,0)","v":0},0,0,0,0,0,0,0,0,0,0,{"$f":"SUM(AD39:AO39)","v":0},null,0,0,0,0,0,0,0,0,0,0,0,0]
[null,29,null,null,null,null,null,null,null,null,null,null,null,null,null,null,null,null,"",{"$f":"IF(S40=\"\",\"\",S40*'2_メイン'!$Z$19/1000)","v":""},1,"","",{"$f":"IF(W40=\"\",\"\",'2_メイン'!$Z$20*W40)","v":""},null,null,null,null,"入居率0の場合の補正値",{"$f":"IFERROR(IF(AD39>0,0,$AP$38/$AP$39*AI3),0)","v":0},{"$f":"IFERROR(IF(AE39>0,0,$AP$38/$AP$39*AJ3),0)","v":0},0,0,0,0,0,0,0,0,0,0,null,null,0,0,0,0,0,0,0,0,0,0,0,0]
[null,30,null,null,null,null,null,null,null,null,null,null,null,null,null,null,null,null,"",{"$f":"IF(S41=\"\",\"\",S41*'2_メイン'!$Z$19/1000)","v":""},1,"","",{"$f":"IF(W41=\"\",\"\",'2_メイン'!$Z$20*W41)","v":""},null,null,null,null,"採用値",{"$f":"AD38+AD40","v":0},{"$f":"AE38+AE40","v":0},0,0,0,0,0,0,0,0,0,0,{"$f":"SUM(AD41:AO41)","v":0},null,0,0,0,0,0,0,0,0,0,0,0,0]
[null,31,null,null,null,null,null,null,null,null,null,null,null,null,null,null,null,null,"",{"$f":"IF(S42=\"\",\"\",S42*'2_メイン'!$Z$19/1000)","v":""},1,"","",{"$f":"IF(W42=\"\",\"\",'2_メイン'!$Z$20*W42)","v":""},null,null,null,null,2020,{"$f":"SUMIF($F$12:$F$111,$AC$42,AR12:AR111)","v":0},0,0,0,0,0,0,0,0,0,0,0,{"$f":"SUM(AD42:AO42)","v":0},null,0,0,0,0,0,0,0,0,0,0,0,0]
[null,32,null,null,null,null,null,null,null,null,null,null,null,null,null,null,null,null,"",{"$f":"IF(S43=\"\",\"\",S43*'2_メイン'!$Z$19/1000)","v":""},1,"","",{"$f":"IF(W43=\"\",\"\",'2_メイン'!$Z$20*W43)","v":""},null,null,null,null,"入居率",{"$f":"IF(SUMIF('7_テナント入居率'!$C$14:$C$43,$AC$42,'7_テナント入居率'!D14:D43)=0,0,SUMIF('7_テナント入居率'!$C$14:$C$43,$AC$42,'7_テナント入居率'!D14:D43))","v":0},{"$f":"IF(SUMIF('7_テナント入居率'!$C$14:$C$43,$AC$42,'7_テナント入居率'!E14:E43)=0,0,SUMIF('7_テナント入居率'!$C$14:$C$43,$AC$42,'7_テナント入居率'!E14:E43))","v":0},{"$f":"IF(SUMIF('7_テナント入居率'!$C$14:$C$43,$AC$42,'7_テナント入居率'!F14:F43)=0,0,SUMIF('7_テナント入居率'!$C$14:$C$43,$AC$42,'7_テナント入居率'!F14:F43))","v":0},{"$f":"IF(SUMIF('7_テナント入居率'!$C$14:$C$43,$AC$42,'7_テナント入居率'!G14:G43)=0,0,SUMIF('7_テナント入居率'!$C$14:$C$43,$AC$42,'7_テナント入居率'!G14:G43))","v":0},{"$f":"IF(SUMIF('7_テナント入居率'!$C$14:$C$43,$AC$42,'7_テナント入居率'!H14:H43)=0,0,SUMIF('7_テナント入居率'!$C$14:$C$43,$AC$42,'7_テナント入居率'!H14:H43))","v":0},{"$f":"IF(SUMIF('7_テナント入居率'!$C$14:$C$43,$AC$42,'7_テナント入居率'!I14:I43)=0,0,SUMIF('7_テナント入居率'!$C$14:$C$43,$AC$42,'7_テナント入居率'!I14:I43))","v":0},{"$f":"IF(SUMIF('7_テナント入居率'!$C$14:$C$43,$AC$42,'7_テナント入居率'!J14:J43)=0,0,SUMIF('7_テナント入居率'!$C$14:$C$43,$AC$42,'7_テナント入居率'!J14:J43))","v":0},{"$f":"IF(SUMIF('7_テナント入居率'!$C$14:$C$43,$AC$42,'7_テナント入居率'!K14:K43)=0,0,SUMIF('7_テナント入居率'!$C$14:$C$43,$AC$42,'7_テナント入居率'!K14:K43))","v":0},{"$f":"IF(SUMIF('7_テナント入居率'!$C$14:$C$43,$AC$42,'7_テナント入居率'!L14:L43)=0,0,SUMIF('7_テナント入居率'!$C$14:$C$43,$AC$42,'7_テナント入居率'!L14:L43))","v":0},{"$f":"IF(SUMIF('7_テナント入居率'!$C$14:$C$43,$AC$42,'7_テナント入居率'!M14:M43)=0,0,SUMIF('7_テナント入居率'!$C$14:$C$43,$AC$42,'7_テナント入居率'!M14:M43))","v":0},{"$f":"IF(SUMIF('7_テナント入居率'!$C$14:$C$43,$AC$42,'7_テナント入居率'!N14:N43)=0,0,SUMIF('7_テナント入居率'!$C$14:$C$43,$AC$42,'7_テナント入居率'!N14:N43))","v":0},{"$f":"IF(SUMIF('7_テナント入居率'!$C$14:$C$43,$AC$42,'7_テナント入居率'!O14:O43)=0,0,SUMIF('7_テナント入居率'!$C$14:$C$43,$AC$42,'7_テナント入居率'!O14:O43))","v":0},null,null,0,0,0,0,0,0,0,0,0,0,0,0]
[null,33,null,null,null,null,null,null,null,null,null,null,null,null,null,null,null,null,"",{"$f":"IF(S44=\"\",\"\",S44*'2_メイン'!$Z$19/1000)","v":""},1,"","",{"$f":"IF(W44=\"\",\"\",'2_メイン'!$Z$20*W44)","v":""},null,null,null,null,"補正後",{"$f":"IFERROR(AD42*$AV$3/AD43+AD42*$AW$3,0)","v":0},{"$f":"IFERROR(AE42*$AV$3/AE43+AE42*$AW$3,0)","v":0},0,0,0,0,0,0,0,0,0,0,{"$f":"SUM(AD44:AO44)","v":0},null,{"$f":"G44*$U44","v":0},{"$f":"H44*$U44","v":0},{"$f":"I44*$U44","v":0},{"$f":"J44*$U44","v":0},{"$f":"K44*$U44","v":0},{"$f":"L44*$U44","v":0},{"$f":"M44*$U44","v":0},{"$f":"N44*$U44","v":0},{"$f":"O44*$U44","v":0},{"$f":"P44*$U44","v":0},{"$f":"Q44*$U44","v":0},{"$f":"R44*$U44","v":0}]
[null,34,null,null,null,null,null,null,null,null,null,null,null,null,null,null,null,null,"",{"$f":"IF(S45=\"\",\"\",S45*'2_メイン'!$Z$19/1000)","v":""},1,"","",{"$f":"IF(W45=\"\",\"\",'2_メイン'!$Z$20*W45)","v":""},null,null,null,null,null,{"$f":"IF(AD43>0,AI$3,0)","v":0},{"$f":"IF(AE43>0,AJ$3,0)","v":0},0,0,0,0,0,0,0,0,0,0,{"$f":"SUM(AD45:AO45)","v":0},null,0,0,0,0,0,0,0,0,0,0,0,0]
[null,35,null,null,null,null,null,null,null,null,null,null,null,null,null,null,null,null,"",{"$f":"IF(S46=\"\",\"\",S46*'2_メイン'!$Z$19/1000)","v":""},1,"","",{"$f":"IF(W46=\"\",\"\",'2_メイン'!$Z$20*W46)","v":""},null,null,null,null,"入居率0の場合の補正値",{"$f":"IFERROR(IF(AD45>0,0,$AP$44/$AP$45*AI3),0)","v":0},{"$f":"IFERROR(IF(AE45>0,0,$AP$44/$AP$45*AJ3),0)","v":0},0,0,0,0,0,0,0,0,0,0,null,null,0,0,0,0,0,0,0,0,0,0,0,0]
[null,36,null,null,null,null,null,null,null,null,null,null,null,null,null,null,null,null,"",{"$f":"IF(S47=\"\",\"\",S47*'2_メイン'!$Z$19/1000)","v":""},1,"","",{"$f":"IF(W47=\"\",\"\",'2_メイン'!$Z$20*W47)","v":""},null,null,null,null,"採用値",{"$f":"AD44+AD46","v":0},{"$f":"AE44+AE46","v":0},0,0,0,0,0,0,0,0,0,0,{"$f":"SUM(AD47:AO47)","v":0},null,0,0,0,0,0,0,0,0,0,0,0,0]
[null,37,null,null,null,null,null,null,null,null,null,null,null,null,null,null,null,null,"",{"$f":"IF(S48=\"\",\"\",S48*'2_メイン'!$Z$19/1000)","v":""},1,"","",{"$f":"IF(W48=\"\",\"\",'2_メイン'!$Z$20*W48)","v":""},null,null,null,null,2021,{"$f":"SUMIF($F$12:$F$111,$AC$48,AR12:AR111)","v":0},0,0,0,0,0,0,0,0,0,0,0,{"$f":"SUM(AD48:AO48)","v":0},null,0,0,0,0,0,0,0,0,0,0,0,0]
[null,38,null,null,null,null,null,null,null,null,null,null,null,null,null,null,null,null,"",{"$f":"IF(S49=\"\",\"\",S49*'2_メイン'!$Z$19/1000)","v":""},1,"","",{"$f":"IF(W49=\"\",\"\",'2_メイン'!$Z$20*W49)","v":""},null,null,null,null,"入居率",{"$f":"IF(SUMIF('7_テナント入居率'!$C$14:$C$43,$AC$48,'7_テナント入居率'!D14:D43)=0,0,SUMIF('7_テナント入居率'!$C$14:$C$43,$AC$48,'7_テナント入居率'!D14:D43))","v":0},{"$f":"IF(SUMIF('7_テナント入居率'!$C$14:$C$43,$AC$48,'7_テナント入居率'!E14:E43)=0,0,SUMIF('7_テナント入居率'!$C$14:$C$43,$AC$48,'7_テナント入居率'!E14:E43))","v":0},{"$f":"IF(SUMIF('7_テナント入居率'!$C$14:$C$43,$AC$48,'7_テナント入居率'!F14:F43)=0,0,SUMIF('7_テナント入居率'!$C$14:$C$43,$AC$48,'7_テナント入居率'!F14:F43))","v":0},{"$f":"IF(SUMIF('7_テナント入居率'!$C$14:$C$43,$AC$48,'7_テナント入居率'!G14:G43)=0,0,SUMIF('7_テナント入居率'!$C$14:$C$43,$AC$48,'7_テナント入居率'!G14:G43))","v":0},{"$f":"IF(SUMIF('7_テナント入居率'!$C$14:$C$43,$AC$48,'7_テナント入居率'!H14:H43)=0,0,SUMIF('7_テナント入居率'!$C$14:$C$43,$AC$48,'7_テナント入居率'!H14:H43))","v":0},{"$f":"IF(SUMIF('7_テナント入居率'!$C$14:$C$43,$AC$48,'7_テナント入居率'!I14:I43)=0,0,SUMIF('7_テナント入居率'!$C$14:$C$43,$AC$48,'7_テナント入居率'!I14:I43))","v":0},{"$f":"IF(SUMIF('7_テナント入居率'!$C$14:$C$43,$AC$48,'7_テナント入居率'!J14:J43)=0,0,SUMIF('7_テナント入居率'!$C$14:$C$43,$AC$48,'7_テナント入居率'!J14:J43))","v":0},{"$f":"IF(SUMIF('7_テナント入居率'!$C$14:$C$43,$AC$48,'7_テナント入居率'!K14:K43)=0,0,SUMIF('7_テナント入居率'!$C$14:$C$43,$AC$48,'7_テナント入居率'!K14:K43))","v":0},{"$f":"IF(SUMIF('7_テナント入居率'!$C$14:$C$43,$AC$48,'7_テナント入居率'!L14:L43)=0,0,SUMIF('7_テナント入居率'!$C$14:$C$43,$AC$48,'7_テナント入居率'!L14:L43))","v":0},{"$f":"IF(SUMIF('7_テナント入居率'!$C$14:$C$43,$AC$48,'7_テナント入居率'!M14:M43)=0,0,SUMIF('7_テナント入居率'!$C$14:$C$43,$AC$48,'7_テナント入居率'!M14:M43))","v":0},{"$f":"IF(SUMIF('7_テナント入居率'!$C$14:$C$43,$AC$48,'7_テナント入居率'!N14:N43)=0,0,SUMIF('7_テナント入居率'!$C$14:$C$43,$AC$48,'7_テナント入居率'!N14:N43))","v":0},{"$f":"IF(SUMIF('7_テナント入居率'!$C$14:$C$43,$AC$48,'7_テナント入居率'!O14:O43)=0,0,SUMIF('7_テナント入居率'!$C$14:$C$43,$AC$48,'7_テナント入居率'!O14:O43))","v":0},null,null,0,0,0,0,0,0,0,0,0,0,0,0]
[null,39,null,null,null,null,null,null,null,null,null,null,null,null,null,null,null,null,"",{"$f":"IF(S50=\"\",\"\",S50*'2_メイン'!$Z$19/1000)","v":""},1,"","",{"$f":"IF(W50=\"\",\"\",'2_メイン'!$Z$20*W50)","v":""},null,null,null,null,"補正後",{"$f":"IFERROR(AD48*$AV$3/AD49+AD48*$AW$3,0)","v":0},{"$f":"IFERROR(AE48*$AV$3/AE49+AE48*$AW$3,0)","v":0},0,0,0,0,0,0,0,0,0,0,{"$f":"SUM(AD50:AO50)","v":0},null,0,0,0,0,0,0,0,0,0,0,0,0]
[null,40,null,null,null,null,null,null,null,null,null,null,null,null,null,null,null,null,"",{"$f":"IF(S51=\"\",\"\",S51*'2_メイン'!$Z$19/1000)","v":""},1,"","",{"$f":"IF(W51=\"\",\"\",'2_メイン'!$Z$20*W51)","v":""},null,null,null,null,null,{"$f":"IF(AD49>0,AI$3,0)","v":0},{"$f":"IF(AE49>0,AJ$3,0)","v":0},0,0,0,0,0,0,0,0,0,0,{"$f":"SUM(AD51:AO51)","v":0},null,0,0,0,0,0,0,0,0,0,0,0,0]
[null,41,null,null,null,null,null,null,null,null,null,null,null,null,null,null,null,null,"",{"$f":"IF(S52=\"\",\"\",S52*'2_メイン'!$Z$19/1000)","v":""},1,"","",{"$f":"IF(W52=\"\",\"\",'2_メイン'!$Z$20*W52)","v":""},null,null,null,null,"入居率0の場合の補正値",{"$f":"IFERROR(IF(AD51>0,0,$AP$50/$AP$51*AI3),0)","v":0},{"$f":"IFERROR(IF(AE51>0,0,$AP$50/$AP$51*AJ3),0)","v":0},0,0,0,0,0,0,0,0,0,0,null,null,0,0,0,0,0,0,0,0,0,0,0,0]
[null,42,null,null,null,null,null,null,null,null,null,null,null,null,null,null,null,null,"",{"$f":"IF(S53=\"\",\"\",S53*'2_メイン'!$Z$19/1000)","v":""},1,"","",{"$f":"IF(W53=\"\",\"\",'2_メイン'!$Z$20*W53)","v":""},null,null,null,null,"採用値",{"$f":"AD50+AD52","v":0},{"$f":"AE50+AE52","v":0},0,0,0,0,0,0,0,0,0,0,{"$f":"SUM(AD53:AO53)","v":0},null,0,0,0,0,0,0,0,0,0,0,0,0]
[null,43,null,null,null,null,null,null,null,null,null,null,null,null,null,null,null,null,"",{"$f":"IF(S54=\"\",\"\",S54*'2_メイン'!$Z$19/1000)","v":""},1,"","",{"$f":"IF(W54=\"\",\"\",'2_メイン'!$Z$20*W54)","v":""},null,null,null,null,2022,{"$f":"SUMIF($F$12:$F$111,$AC$54,AR12:AR111)","v":0},0,0,0,0,0,0,0,0,0,0,0,{"$f":"SUM(AD54:AO54)","v":0},null,0,0,0,0,0,0,0,0,0,0,0,0]
[null,44,null,null,null,null,null,null,null,null,null,null,null,null,null,null,null,null,"",{"$f":"IF(S55=\"\",\"\",S55*'2_メイン'!$Z$19/1000)","v":""},1,"","",{"$f":"IF(W55=\"\",\"\",'2_メイン'!$Z$20*W55)","v":""},null,null,null,null,"入居率",{"$f":"IF(SUMIF('7_テナント入居率'!$C$14:$C$43,$AC$54,'7_テナント入居率'!D14:D43)=0,0,SUMIF('7_テナント入居率'!$C$14:$C$43,$AC$54,'7_テナント入居率'!D14:D43))","v":0},{"$f":"IF(SUMIF('7_テナント入居率'!$C$14:$C$43,$AC$54,'7_テナント入居率'!E14:E43)=0,0,SUMIF('7_テナント入居率'!$C$14:$C$43,$AC$54,'7_テナント入居率'!E14:E43))","v":0},{"$f":"IF(SUMIF('7_テナント入居率'!$C$14:$C$43,$AC$54,'7_テナント入居率'!F14:F43)=0,0,SUMIF('7_テナント入居率'!$C$14:$C$43,$AC$54,'7_テナント入居率'!F14:F43))","v":0},{"$f":"IF(SUMIF('7_テナント入居率'!$C$14:$C$43,$AC$54,'7_テナント入居率'!G14:G43)=0,0,SUMIF('7_テナント入居率'!$C$14:$C$43,$AC$54,'7_テナント入居率'!G14:G43))","v":0},{"$f":"IF(SUMIF('7_テナント入居率'!$C$14:$C$43,$AC$54,'7_テナント入居率'!H14:H43)=0,0,SUMIF('7_テナント入居率'!$C$14:$C$43,$AC$54,'7_テナント入居率'!H14:H43))","v":0},{"$f":"IF(SUMIF('7_テナント入居率'!$C$14:$C$43,$AC$54,'7_テナント入居率'!I14:I43)=0,0,SUMIF('7_テナント入居率'!$C$14:$C$43,$AC$54,'7_テナント入居率'!I14:I43))","v":0},{"$f":"IF(SUMIF('7_テナント入居率'!$C$14:$C$43,$AC$54,'7_テナント入居率'!J14:J43)=0,0,SUMIF('7_テナント入居率'!$C$14:$C$43,$AC$54,'7_テナント入居率'!J14:J43))","v":0},{"$f":"IF(SUMIF('7_テナント入居率'!$C$14:$C$43,$AC$54,'7_テナント入居率'!K14:K43)=0,0,SUMIF('7_テナント入居率'!$C$14:$C$43,$AC$54,'7_テナント入居率'!K14:K43))","v":0},{"$f":"IF(SUMIF('7_テナント入居率'!$C$14:$C$43,$AC$54,'7_テナント入居率'!L14:L43)=0,0,SUMIF('7_テナント入居率'!$C$14:$C$43,$AC$54,'7_テナント入居率'!L14:L43))","v":0},{"$f":"IF(SUMIF('7_テナント入居率'!$C$14:$C$43,$AC$54,'7_テナント入居率'!M14:M43)=0,0,SUMIF('7_テナント入居率'!$C$14:$C$43,$AC$54,'7_テナント入居率'!M14:M43))","v":0},{"$f":"IF(SUMIF('7_テナント入居率'!$C$14:$C$43,$AC$54,'7_テナント入居率'!N14:N43)=0,0,SUMIF('7_テナント入居率'!$C$14:$C$43,$AC$54,'7_テナント入居率'!N14:N43))","v":0},{"$f":"IF(SUMIF('7_テナント入居率'!$C$14:$C$43,$AC$54,'7_テナント入居率'!O14:O43)=0,0,SUMIF('7_テナント入居率'!$C$14:$C$43,$AC$54,'7_テナント入居率'!O14:O43))","v":0},null,null,0,0,0,0,0,0,0,0,0,0,0,0]
[null,45,null,null,null,null,null,null,null,null,null,null,null,null,null,null,null,null,"",{"$f":"IF(S56=\"\",\"\",S56*'2_メイン'!$Z$19/1000)","v":""},1,"","",{"$f":"IF(W56=\"\",\"\",'2_メイン'!$Z$20*W56)","v":""},null,null,null,null,"補正後",{"$f":"IFERROR(AD54*$AV$3/AD55+AD54*$AW$3,0)","v":0},{"$f":"IFERROR(AE54*$AV$3/AE55+AE54*$AW$3,0)","v":0},0,0,0,0,0,0,0,0,0,0,{"$f":"SUM(AD56:AO56)","v":0},null,0,0,0,0,0,0,0,0,0,0,0,0]
[null,46,null,null,null,null,null,null,null,null,null,null,null,null,null,null,null,null,"",{"$f":"IF(S57=\"\",\"\",S57*'2_メイン'!$Z$19/1000)","v":""},1,"","",{"$f":"IF(W57=\"\",\"\",'2_メイン'!$Z$20*W57)","v":""},null,null,null,null,null,{"$f":"IF(AD55>0,AI$3,0)","v":0},{"$f":"IF(AE55>0,AJ$3,0)","v":0},0,0,0,0,0,0,0,0,0,0,{"$f":"SUM(AD57:AO57)","v":0},null,0,0,0,0,0,0,0,0,0,0,0,0]
[null,47,null,null,null,null,null,null,null,null,null,null,null,null,null,null,null,null,"",{"$f":"IF(S58=\"\",\"\",S58*'2_メイン'!$Z$19/1000)","v":""},1,"","",{"$f":"IF(W58=\"\",\"\",'2_メイン'!$Z$20*W58)","v":""},null,null,null,null,"入居率0の場合の補正値",{"$f":"IFERROR(IF(AD57>0,0,$AP$56/$AP$57*AI3),0)","v":0},{"$f":"IFERROR(IF(AE57>0,0,$AP$56/$AP$57*AJ3),0)","v":0},0,0,0,0,0,0,0,0,0,0,null,null,0,0,0,0,0,0,0,0,0,0,0,0]
[null,48,null,null,null,null,null,null,null,null,null,null,null,null,null,null,null,null,"",{"$f":"IF(S59=\"\",\"\",S59*'2_メイン'!$Z$19/1000)","v":""},1,"","",{"$f":"IF(W59=\"\",\"\",'2_メイン'!$Z$20*W59)","v":""},null,null,null,null,"採用値",{"$f":"AD56+AD58","v":0},0,0,0,0,0,0,0,0,0,0,0,{"$f":"SUM(AD59:AO59)","v":0},null,0,0,0,0,0,0,0,0,0,0,0,0]
[null,49,null,null,null,null,null,null,null,null,null,null,null,null,null,null,null,null,"",{"$f":"IF(S60=\"\",\"\",S60*'2_メイン'!$Z$19/1000)","v":""},1,"","",{"$f":"IF(W60=\"\",\"\",'2_メイン'!$Z$20*W60)","v":""},null,null,null,null,2023,{"$f":"SUMIF($F$12:$F$111,$AC$60,AR12:AR111)","v":0},0,0,0,0,0,0,0,0,0,0,0,{"$f":"SUM(AD60:AO60)","v":0},null,0,0,0,0,0,0,0,0,0,0,0,0]
[null,50,null,null,null,null,null,null,null,null,null,null,null,null,null,null,null,null,"",{"$f":"IF(S61=\"\",\"\",S61*'2_メイン'!$Z$19/1000)","v":""},1,"","",{"$f":"IF(W61=\"\",\"\",'2_メイン'!$Z$20*W61)","v":""},null,null,null,null,"入居率",{"$f":"IF(SUMIF('7_テナント入居率'!$C$14:$C$43,$AC$60,'7_テナント入居率'!D14:D43)=0,0,SUMIF('7_テナント入居率'!$C$14:$C$43,$AC$60,'7_テナント入居率'!D14:D43))","v":0},{"$f":"IF(SUMIF('7_テナント入居率'!$C$14:$C$43,$AC$60,'7_テナント入居率'!E14:E43)=0,0,SUMIF('7_テナント入居率'!$C$14:$C$43,$AC$60,'7_テナント入居率'!E14:E43))","v":0},{"$f":"IF(SUMIF('7_テナント入居率'!$C$14:$C$43,$AC$60,'7_テナント入居率'!F14:F43)=0,0,SUMIF('7_テナント入居率'!$C$14:$C$43,$AC$60,'7_テナント入居率'!F14:F43))","v":0},{"$f":"IF(SUMIF('7_テナント入居率'!$C$14:$C$43,$AC$60,'7_テナント入居率'!G14:G43)=0,0,SUMIF('7_テナント入居率'!$C$14:$C$43,$AC$60,'7_テナント入居率'!G14:G43))","v":0},{"$f":"IF(SUMIF('7_テナント入居率'!$C$14:$C$43,$AC$60,'7_テナント入居率'!H14:H43)=0,0,SUMIF('7_テナント入居率'!$C$14:$C$43,$AC$60,'7_テナント入居率'!H14:H43))","v":0},{"$f":"IF(SUMIF('7_テナント入居率'!$C$14:$C$43,$AC$60,'7_テナント入居率'!I14:I43)=0,0,SUMIF('7_テナント入居率'!$C$14:$C$43,$AC$60,'7_テナント入居率'!I14:I43))","v":0},{"$f":"IF(SUMIF('7_テナント入居率'!$C$14:$C$43,$AC$60,'7_テナント入居率'!J14:J43)=0,0,SUMIF('7_テナント入居率'!$C$14:$C$43,$AC$60,'7_テナント入居率'!J14:J43))","v":0},{"$f":"IF(SUMIF('7_テナント入居率'!$C$14:$C$43,$AC$60,'7_テナント入居率'!K14:K43)=0,0,SUMIF('7_テナント入居率'!$C$14:$C$43,$AC$60,'7_テナント入居率'!K14:K43))","v":0},{"$f":"IF(SUMIF('7_テナント入居率'!$C$14:$C$43,$AC$60,'7_テナント入居率'!L14:L43)=0,0,SUMIF('7_テナント入居率'!$C$14:$C$43,$AC$60,'7_テナント入居率'!L14:L43))","v":0},{"$f":"IF(SUMIF('7_テナント入居率'!$C$14:$C$43,$AC$60,'7_テナント入居率'!M14:M43)=0,0,SUMIF('7_テナント入居率'!$C$14:$C$43,$AC$60,'7_テナント入居率'!M14:M43))","v":0},{"$f":"IF(SUMIF('7_テナント入居率'!$C$14:$C$43,$AC$60,'7_テナント入居率'!N14:N43)=0,0,SUMIF('7_テナント入居率'!$C$14:$C$43,$AC$60,'7_テナント入居率'!N14:N43))","v":0},{"$f":"IF(SUMIF('7_テナント入居率'!$C$14:$C$43,$AC$60,'7_テナント入居率'!O14:O43)=0,0,SUMIF('7_テナント入居率'!$C$14:$C$43,$AC$60,'7_テナント入居率'!O14:O43))","v":0},null,null,0,0,0,0,0,0,0,0,0,0,0,0]
[null,51,null,null,null,null,null,null,null,null,null,null,null,null,null,null,null,null,"",{"$f":"IF(S62=\"\",\"\",S62*'2_メイン'!$Z$19/1000)","v":""},1,"","",{"$f":"IF(W62=\"\",\"\",'2_メイン'!$Z$20*W62)","v":""},null,null,null,null,"補正後",{"$f":"IFERROR(AD60*$AV$3/AD61+AD60*$AW$3,0)","v":0},{"$f":"IFERROR(AE60*$AV$3/AE61+AE60*$AW$3,0)","v":0},0,0,0,0,0,0,0,0,0,0,{"$f":"SUM(AD62:AO62)","v":0},null,0,0,0,0,0,0,0,0,0,0,0,0]
[null,52,null,null,null,null,null,null,null,null,null,null,null,null,null,null,null,null,"",{"$f":"IF(S63=\"\",\"\",S63*'2_メイン'!$Z$19/1000)","v":""},1,"","",{"$f":"IF(W63=\"\",\"\",'2_メイン'!$Z$20*W63)","v":""},null,null,null,null,null,{"$f":"IF(AD61>0,AI$3,0)","v":0},{"$f":"IF(AE61>0,AJ$3,0)","v":0},0,0,0,0,0,0,0,0,0,0,{"$f":"SUM(AD63:AO63)","v":0},null,0,0,0,0,0,0,0,0,0,0,0,0]
[null,53,null,null,null,null,null,null,null,null,null,null,null,null,null,null,null,null,"",{"$f":"IF(S64=\"\",\"\",S64*'2_メイン'!$Z$19/1000)","v":""},1,"","",{"$f":"IF(W64=\"\",\"\",'2_メイン'!$Z$20*W64)","v":""},null,null,null,null,"入居率0の場合の補正値",{"$f":"IFERROR(IF(AD63>0,0,$AP$62/$AP$63*AI3),0)","v":0},{"$f":"IFERROR(IF(AE63>0,0,$AP$62/$AP$63*AJ3),0)","v":0},0,0,0,0,0,0,0,0,0,0,null,null,0,0,0,0,0,0,0,0,0,0,0,0]
[null,54,null,null,null,null,null,null,null,null,null,null,null,null,null,null,null,null,"",{"$f":"IF(S65=\"\",\"\",S65*'2_メイン'!$Z$19/1000)","v":""},1,"","",{"$f":"IF(W65=\"\",\"\",'2_メイン'!$Z$20*W65)","v":""},null,null,null,null,"採用値",{"$f":"AD62+AD64","v":0},0,0,0,0,0,0,0,0,0,0,0,{"$f":"SUM(AD65:AO65)","v":0},null,0,0,0,0,0,0,0,0,0,0,0,0]
[null,55,null,null,null,null,null,null,null,null,null,null,null,null,null,null,null,null,"",{"$f":"IF(S66=\"\",\"\",S66*'2_メイン'!$Z$19/1000)","v":""},1,"","",{"$f":"IF(W66=\"\",\"\",'2_メイン'!$Z$20*W66)","v":""},null,null,null,null,null,null,null,null,null,null,null,null,null,null,null,null,null,null,null,0,0,0,0,0,0,0,0,0,0,0,0]
[null,56,null,null,null,null,null,null,null,null,null,null,null,null,null,null,null,null,"",{"$f":"IF(S67=\"\",\"\",S67*'2_メイン'!$Z$19/1000)","v":""},1,"","",{"$f":"IF(W67=\"\",\"\",'2_メイン'!$Z$20*W67)","v":""},null,null,null,null,"■入居率補正（年間）←「専有部」のみ入居率補正する",null,null,null,null,null,null,null,null,null,null,null,null,null,null,0,0,0,0,0,0,0,0,0,0,0,0]
[null,57,null,null,null,null,null,null,null,null,null,null,null,null,null,null,null,null,"",{"$f":"IF(S68=\"\",\"\",S68*'2_メイン'!$Z$19/1000)","v":""},1,"","",{"$f":"IF(W68=\"\",\"\",'2_メイン'!$Z$20*W68)","v":""},null,null,null,null,"年度",2015,2016,2017,2018,2019,2020,2021,2022,2023,null,null,null,null,null,0,0,0,0,0,0,0,0,0,0,0,0]
[null,58,null,null,null,null,null,null,null,null,null,null,null,null,null,null,null,null,"",{"$f":"IF(S69=\"\",\"\",S69*'2_メイン'!$Z$19/1000)","v":""},1,"","",{"$f":"IF(W69=\"\",\"\",'2_メイン'!$Z$20*W69)","v":""},null,null,null,null,"年間入居率",{"$f":"IF(COUNTIF('7_テナント入居率'!D14:Q14,\"\")=14,1,SUMIF('7_テナント入居率'!$C$14:$C$43,'4_エネルギー使用量 (電気)'!AD68,'7_テナント入居率'!$Q$14:$Q$43))","v":1},{"$f":"IF(COUNTIF('7_テナント入居率'!D14:Q14,\"\")=14,1,SUMIF('7_テナント入居率'!$C$14:$C$43,'4_エネルギー使用量 (電気)'!AE68,'7_テナント入居率'!$Q$14:$Q$43))","v":1},{"$f":"IF(COUNTIF('7_テナント入居率'!D14:Q14,\"\")=14,1,SUMIF('7_テナント入居率'!$C$14:$C$43,'4_エネルギー使用量 (電気)'!AF68,'7_テナント入居率'!$Q$14:$Q$43))","v":1},{"$f":"IF(COUNTIF('7_テナント入居率'!D14:Q14,\"\")=14,1,SUMIF('7_テナント入居率'!$C$14:$C$43,'4_エネルギー使用量 (電気)'!AG68,'7_テナント入居率'!$Q$14:$Q$43))","v":1},{"$f":"IF(COUNTIF('7_テナント入居率'!D14:Q14,\"\")=14,1,SUMIF('7_テナント入居率'!$C$14:$C$43,'4_エネルギー使用量 (電気)'!AH68,'7_テナント入居率'!$Q$14:$Q$43))","v":1},{"$f":"IF(COUNTIF('7_テナント入居率'!D14:Q14,\"\")=14,1,SUMIF('7_テナント入居率'!$C$14:$C$43,'4_エネルギー使用量 (電気)'!AI68,'7_テナント入居率'!$Q$14:$Q$43))","v":1},{"$f":"IF(COUNTIF('7_テナント入居率'!D14:Q14,\"\")=14,1,SUMIF('7_テナント入居率'!$C$14:$C$43,'4_エネルギー使用量 (電気)'!AJ68,'7_テナント入居率'!$Q$14:$Q$43))","v":1},{"$f":"IF(COUNTIF('7_テナント入居率'!D14:Q14,\"\")=14,1,SUMIF('7_テナント入居率'!$C$14:$C$43,'4_エネルギー使用量 (電気)'!AK68,'7_テナント入居率'!$Q$14:$Q$43))","v":1},{"$f":"IF(COUNTIF('7_テナント入居率'!D14:Q14,\"\")=14,1,SUMIF('7_テナント入居率'!$C$14:$C$43,'4_エネルギー使用量 (電気)'!AL68,'7_テナント入居率'!$Q$14:$Q$43))","v":1},null,null,null,null,null,0,0,0,0,0,0,0,0,0,0,0,0]
[null,59,null,null,null,null,null,null,null,null,null,null,null,null,null,null,null,null,"",{"$f":"IF(S70=\"\",\"\",S70*'2_メイン'!$Z$19/1000)","v":""},1,"","",{"$f":"IF(W70=\"\",\"\",'2_メイン'!$Z$20*W70)","v":""},null,null,null,null,"補正前",{"$f":"AP12","v":0},{"$f":"AP18","v":0},{"$f":"AP24","v":0},{"$f":"AP30","v":0},{"$f":"AP36","v":0},{"$f":"AP42","v":0},{"$f":"AP48","v":0},{"$f":"AP54","v":0},{"$f":"AP60","v":0},null,null,null,null,null,0,0,0,0,0,0,0,0,0,0,0,0]
[null,60,null,null,null,null,null,null,null,null,null,null,null,null,null,null,null,null,"",{"$f":"IF(S71=\"\",\"\",S71*'2_メイン'!$Z$19/1000)","v":""},1,"","",{"$f":"IF(W71=\"\",\"\",'2_メイン'!$Z$20*W71)","v":""},null,null,null,null,"補正後",{"$f":"IFERROR(AD70/AD69,0)","v":0},{"$f":"IFERROR(AE70/AE69,0)","v":0},0,0,0,0,0,0,0,null,null,null,null,null,0,0,0,0,0,0,0,0,0,0,0,0]
[null,61,null,null,null,null,null,null,null,null,null,null,null,null,null,null,null,null,"",{"$f":"IF(S72=\"\",\"\",S72*'2_メイン'!$Z$19/1000)","v":""},1,"","",{"$f":"IF(W72=\"\",\"\",'2_メイン'!$Z$20*W72)","v":""},null,null,null,null,null,null,null,null,null,null,null,null,null,null,null,null,null,null,null,0,0,0,0,0,0,0,0,0,0,0,0]
[null,62,null,null,null,null,null,null,null,null,null,null,null,null,null,null,null,null,"",{"$f":"IF(S73=\"\",\"\",S73*'2_メイン'!$Z$19/1000)","v":""},1,"","",{"$f":"IF(W73=\"\",\"\",'2_メイン'!$Z$20*W73)","v":""},null,null,null,null,null,null,null,null,null,null,null,null,null,null,null,null,null,null,null,0,0,0,0,0,0,0,0,0,0,0,0]
[null,63,null,null,null,null,null,null,null,null,null,null,null,null,null,null,null,null,"",{"$f":"IF(S74=\"\",\"\",S74*'2_メイン'!$Z$19/1000)","v":""},1,"","",{"$f":"IF(W74=\"\",\"\",'2_メイン'!$Z$20*W74)","v":""},null,null,null,null,"■電気使用量　集計表",null,null,null,null,null,null,null,null,null,null,null,null,null,null,0,0,0,0,0,0,0,0,0,0,0,0]
[null,64,null,null,null,null,null,null,null,null,null,null,null,null,null,null,null,null,"",{"$f":"IF(S75=\"\",\"\",S75*'2_メイン'!$Z$19/1000)","v":""},1,"","",{"$f":"IF(W75=\"\",\"\",'2_メイン'!$Z$20*W75)","v":""},null,null,null,null,"年度",2015,2016,2017,2018,2019,2020,2021,2022,2023,null,null,null,null,null,0,0,0,0,0,0,0,0,0,0,0,0]
[null,65,null,null,null,null,null,null,null,null,null,null,null,null,null,null,null,null,"",{"$f":"IF(S76=\"\",\"\",S76*'2_メイン'!$Z$19/1000)","v":""},1,"","",{"$f":"IF(W76=\"\",\"\",'2_メイン'!$Z$20*W76)","v":""},null,null,null,null,"kWh/年",{"$f":"IFERROR(IF(AP17>0,AP17,AD71),0)","v":0},{"$f":"IFERROR(IF(AP23>0,AP23,AE71),0)","v":0},{"$f":"IFERROR(IF(AP29>0,AP29,AF71),0)","v":0},{"$f":"IFERROR(IF(AP35>0,AP35,AG71),0)","v":0},{"$f":"IFERROR(IF(AP41>0,AP41,AH71),0)","v":0},{"$f":"IFERROR(IF(AP47>0,AP47,AI71),0)","v":0},{"$f":"IFERROR(IF(AP53>0,AP53,AJ71),0)","v":0},{"$f":"IFERROR(IF(AP59>0,AP59,AK71),0)","v":0},{"$f":"IFERROR(IF(AP65>0,AP65,AL71),0)","v":0},null,null,null,null,null,{"$f":"G76*$U76","v":0},{"$f":"H76*$U76","v":0},{"$f":"I76*$U76","v":0},{"$f":"J76*$U76","v":0},{"$f":"K76*$U76","v":0},{"$f":"L76*$U76","v":0},{"$f":"M76*$U76","v":0},{"$f":"N76*$U76","v":0},{"$f":"O76*$U76","v":0},{"$f":"P76*$U76","v":0},{"$f":"Q76*$U76","v":0},{"$f":"R76*$U76","v":0}]
[null,66,null,null,null,null,null,null,null,null,null,null,null,null,null,null,null,null,"",{"$f":"IF(S77=\"\",\"\",S77*'2_メイン'!$Z$19/1000)","v":""},{"$f":"IF(E77=\"○\",-1,1)","v":1},{"$f":"IF(T77=\"\",\"\",T77*U77)","v":""},{"$f":"IF(S77=\"\",\"\",S77*U77)","v":""},{"$f":"IF(W77=\"\",\"\",'2_メイン'!$Z$20*W77)","v":""},null,null,null,null,null,null,null,null,null,null,null,null,null,null,null,null,null,null,null,0,0,0,0,0,0,0,0,0,0,0,0]
[null,67,null,null,null,null,null,null,null,null,null,null,null,null,null,null,null,null,{"$f":"IF(OR(G78=\"\",H78=\"\",I78=\"\",J78=\"\",K78=\"\",L78=\"\",M78=\"\",N78=\"\",O78=\"\",P78=\"\",Q78=\"\",R78=\"\"),\"\",SUM(G78:R78))","v":""},{"$f":"IF(S78=\"\",\"\",S78*'2_メイン'!$Z$19/1000)","v":""},1,"","",{"$f":"IF(W78=\"\",\"\",'2_メイン'!$Z$20*W78)","v":""},null,null,null,null,null,null,null,null,null,null,null,null,null,null,null,null,null,null,null,0,0,0,0,0,0,0,0,0,0,0,0]
[null,68,null,null,null,null,null,null,null,null,null,null,null,null,null,null,null,null,"",{"$f":"IF(S79=\"\",\"\",S79*'2_メイン'!$Z$19/1000)","v":""},1,"","",{"$f":"IF(W79=\"\",\"\",'2_メイン'!$Z$20*W79)","v":""},null,null,null,null,null,null,null,null,null,null,null,null,null,null,null,null,null,null,null,0,0,0,0,0,0,0,0,0,0,0,0]
[null,69,null,null,null,null,null,null,null,null,null,null,null,null,null,null,null,null,"",{"$f":"IF(S80=\"\",\"\",S80*'2_メイン'!$Z$19/1000)","v":""},1,"","",{"$f":"IF(W80=\"\",\"\",'2_メイン'!$Z$20*W80)","v":""},null,null,null,null,null,null,null,null,null,null,null,null,null,null,null,null,null,null,null,0,0,0,0,0,0,0,0,0,0,0,0]
[null,70,null,null,null,null,null,null,null,null,null,null,null,null,null,null,null,null,"",{"$f":"IF(S81=\"\",\"\",S81*'2_メイン'!$Z$19/1000)","v":""},1,"","",{"$f":"IF(W81=\"\",\"\",'2_メイン'!$Z$20*W81)","v":""},null,null,null,null,null,null,null,null,null,null,null,null,null,null,null,null,null,null,null,0,0,0,0,0,0,0,0,0,0,0,0]
[null,71,null,null,null,null,null,null,null,null,null,null,null,null,null,null,null,null,"",{"$f":"IF(S82=\"\",\"\",S82*'2_メイン'!$Z$19/1000)","v":""},1,"","",{"$f":"IF(W82=\"\",\"\",'2_メイン'!$Z$20*W82)","v":""},null,null,null,null,null,null,null,null,null,null,null,null,null,null,null,null,null,null,null,0,0,0,0,0,0,0,0,0,0,0,0]
[null,72,null,null,null,null,null,null,null,null,null,null,null,null,null,null,null,null,"",{"$f":"IF(S83=\"\",\"\",S83*'2_メイン'!$Z$19/1000)","v":""},1,"","",{"$f":"IF(W83=\"\",\"\",'2_メイン'!$Z$20*W83)","v":""},null,null,null,null,null,null,null,null,null,null,null,null,null,null,null,null,null,null,null,0,0,0,0,0,0,0,0,0,0,0,0]
[null,73,null,null,null,null,null,null,null,null,null,null,null,null,null,null,null,null,"",{"$f":"IF(S84=\"\",\"\",S84*'2_メイン'!$Z$19/1000)","v":""},1,"","",{"$f":"IF(W84=\"\",\"\",'2_メイン'!$Z$20*W84)","v":""},null,null,null,null,null,null,null,null,null,null,null,null,null,null,null,null,null,null,null,0,0,0,0,0,0,0,0,0,0,0,0]
[null,74,null,null,null,null,null,null,null,null,null,null,null,null,null,null,null,null,"",{"$f":"IF(S85=\"\",\"\",S85*'2_メイン'!$Z$19/1000)","v":""},1,"","",{"$f":"IF(W85=\"\",\"\",'2_メイン'!$Z$20*W85)","v":""},null,null,null,null,null,null,null,null,null,null,null,null,null,null,null,null,null,null,null,0,0,0,0,0,0,0,0,0,0,0,0]
[null,75,null,null,null,null,null,null,null,null,null,null,null,null,null,null,null,null,"",{"$f":"IF(S86=\"\",\"\",S86*'2_メイン'!$Z$19/1000)","v":""},1,"","",{"$f":"IF(W86=\"\",\"\",'2_メイン'!$Z$20*W86)","v":""},null,null,null,null,null,null,null,null,null,null,null,null,null,null,null,null,null,null,null,0,0,0,0,0,0,0,0,0,0,0,0]
[null,76,null,null,null,null,null,null,null,null,null,null,null,null,null,null,null,null,"",{"$f":"IF(S87=\"\",\"\",S87*'2_メイン'!$Z$19/1000)","v":""},1,"","",{"$f":"IF(W87=\"\",\"\",'2_メイン'!$Z$20*W87)","v":""},null,null,null,null,null,null,null,null,null,null,null,null,null,null,null,null,null,null,null,0,0,0,0,0,0,0,0,0,0,0,0]
[null,77,null,null,null,null,null,null,null,null,null,null,null,null,null,null,null,null,"",{"$f":"IF(S88=\"\",\"\",S88*'2_メイン'!$Z$19/1000)","v":""},1,"","",{"$f":"IF(W88=\"\",\"\",'2_メイン'!$Z$20*W88)","v":""},null,null,null,null,null,null,null,null,null,null,null,null,null,null,null,null,null,null,null,0,0,0,0,0,0,0,0,0,0,0,0]
[null,78,null,null,null,null,null,null,null,null,null,null,null,null,null,null,null,null,"",{"$f":"IF(S89=\"\",\"\",S89*'2_メイン'!$Z$19/1000)","v":""},1,"","",{"$f":"IF(W89=\"\",\"\",'2_メイン'!$Z$20*W89)","v":""},null,null,null,null,null,null,null,null,null,null,null,null,null,null,null,null,null,null,null,0,0,0,0,0,0,0,0,0,0,0,0]
[null,79,null,null,null,null,null,null,null,null,null,null,null,null,null,null,null,null,"",{"$f":"IF(S90=\"\",\"\",S90*'2_メイン'!$Z$19/1000)","v":""},1,"","",{"$f":"IF(W90=\"\",\"\",'2_メイン'!$Z$20*W90)","v":""},null,null,null,null,null,null,null,null,null,null,null,null,null,null,null,null,null,null,null,0,0,0,0,0,0,0,0,0,0,0,0]
[null,80,null,null,null,null,null,null,null,null,null,null,null,null,null,null,null,null,"",{"$f":"IF(S91=\"\",\"\",S91*'2_メイン'!$Z$19/1000)","v":""},1,"","",{"$f":"IF(W91=\"\",\"\",'2_メイン'!$Z$20*W91)","v":""},null,null,null,null,null,null,null,null,null,null,null,null,null,null,null,null,null,null,null,0,0,0,0,0,0,0,0,0,0,0,0]
[null,81,null,null,null,null,null,null,null,null,null,null,null,null,null,null,null,null,"",{"$f":"IF(S92=\"\",\"\",S92*'2_メイン'!$Z$19/1000)","v":""},1,"","",{"$f":"IF(W92=\"\",\"\",'2_メイン'!$Z$20*W92)","v":""},null,null,null,null,null,null,null,null,null,null,null,null,null,null,null,null,null,null,null,0,0,0,0,0,0,0,0,0,0,0,0]
[null,82,null,null,null,null,null,null,null,null,null,null,null,null,null,null,null,null,"",{"$f":"IF(S93=\"\",\"\",S93*'2_メイン'!$Z$19/1000)","v":""},1,"","",{"$f":"IF(W93=\"\",\"\",'2_メイン'!$Z$20*W93)","v":""},null,null,null,null,null,null,null,null,null,null,null,null,null,null,null,null,null,null,null,0,0,0,0,0,0,0,0,0,0,0,0]
[null,83,null,null,null,null,null,null,null,null,null,null,null,null,null,null,null,null,"",{"$f":"IF(S94=\"\",\"\",S94*'2_メイン'!$Z$19/1000)","v":""},1,"","",{"$f":"IF(W94=\"\",\"\",'2_メイン'!$Z$20*W94)","v":""},null,null,null,null,null,null,null,null,null,null,null,null,null,null,null,null,null,null,null,0,0,0,0,0,0,0,0,0,0,0,0]
[null,84,null,null,null,null,null,null,null,null,null,null,null,null,null,null,null,null,"",{"$f":"IF(S95=\"\",\"\",S95*'2_メイン'!$Z$19/1000)","v":""},1,"","",{"$f":"IF(W95=\"\",\"\",'2_メイン'!$Z$20*W95)","v":""},null,null,null,null,null,null,null,null,null,null,null,null,null,null,null,null,null,null,null,0,0,0,0,0,0,0,0,0,0,0,0]
[null,85,null,null,null,null,null,null,null,null,null,null,null,null,null,null,null,null,"",{"$f":"IF(S96=\"\",\"\",S96*'2_メイン'!$Z$19/1000)","v":""},1,"","",{"$f":"IF(W96=\"\",\"\",'2_メイン'!$Z$20*W96)","v":""},null,null,null,null,null,null,null,null,null,null,null,null,null,null,null,null,null,null,null,0,0,0,0,0,0,0,0,0,0,0,0]
[null,86,null,null,null,null,null,null,null,null,null,null,null,null,null,null,null,null,"",{"$f":"IF(S97=\"\",\"\",S97*'2_メイン'!$Z$19/1000)","v":""},1,"","",{"$f":"IF(W97=\"\",\"\",'2_メイン'!$Z$20*W97)","v":""},null,null,null,null,null,null,null,null,null,null,null,null,null,null,null,null,null,null,null,0,0,0,0,0,0,0,0,0,0,0,0]
[null,87,null,null,null,null,null,null,null,null,null,null,null,null,null,null,null,null,"",{"$f":"IF(S98=\"\",\"\",S98*'2_メイン'!$Z$19/1000)","v":""},1,"","",{"$f":"IF(W98=\"\",\"\",'2_メイン'!$Z$20*W98)","v":""},null,null,null,null,null,null,null,null,null,null,null,null,null,null,null,null,null,null,null,0,0,0,0,0,0,0,0,0,0,0,0]
[null,88,null,null,null,null,null,null,null,null,null,null,null,null,null,null,null,null,"",{"$f":"IF(S99=\"\",\"\",S99*'2_メイン'!$Z$19/1000)","v":""},1,"","",{"$f":"IF(W99=\"\",\"\",'2_メイン'!$Z$20*W99)","v":""},null,null,null,null,null,null,null,null,null,null,null,null,null,null,null,null,null,null,null,0,0,0,0,0,0,0,0,0,0,0,0]
[null,89,null,null,null,null,null,null,null,null,null,null,null,null,null,null,null,null,"",{"$f":"IF(S100=\"\",\"\",S100*'2_メイン'!$Z$19/1000)","v":""},1,"","",{"$f":"IF(W100=\"\",\"\",'2_メイン'!$Z$20*W100)","v":""},null,null,null,null,null,null,null,null,null,null,null,null,null,null,null,null,null,null,null,0,0,0,0,0,0,0,0,0,0,0,0]
[null,90,null,null,null,null,null,null,null,null,null,null,null,null,null,null,null,null,"",{"$f":"IF(S101=\"\",\"\",S101*'2_メイン'!$Z$19/1000)","v":""},1,"","",{"$f":"IF(W101=\"\",\"\",'2_メイン'!$Z$20*W101)","v":""},null,null,null,null,null,null,null,null,null,null,null,null,null,null,null,null,null,null,null,0,0,0,0,0,0,0,0,0,0,0,0]
[null,91,null,null,null,null,null,null,null,null,null,null,null,null,null,null,null,null,"",{"$f":"IF(S102=\"\",\"\",S102*'2_メイン'!$Z$19/1000)","v":""},1,"","",{"$f":"IF(W102=\"\",\"\",'2_メイン'!$Z$20*W102)","v":""},null,null,null,null,null,null,null,null,null,null,null,null,null,null,null,null,null,null,null,0,0,0,0,0,0,0,0,0,0,0,0]
[null,92,null,null,null,null,null,null,null,null,null,null,null,null,null,null,null,null,"",{"$f":"IF(S103=\"\",\"\",S103*'2_メイン'!$Z$19/1000)","v":""},1,"","",{"$f":"IF(W103=\"\",\"\",'2_メイン'!$Z$20*W103)","v":""},null,null,null,null,null,null,null,null,null,null,null,null,null,null,null,null,null,null,null,0,0,0,0,0,0,0,0,0,0,0,0]
[null,93,null,null,null,null,null,null,null,null,null,null,null,null,null,null,null,null,"",{"$f":"IF(S104=\"\",\"\",S104*'2_メイン'!$Z$19/1000)","v":""},1,"","",{"$f":"IF(W104=\"\",\"\",'2_メイン'!$Z$20*W104)","v":""},null,null,null,null,null,null,null,null,null,null,null,null,null,null,null,null,null,null,null,0,0,0,0,0,0,0,0,0,0,0,0]
[null,94,null,null,null,null,null,null,null,null,null,null,null,null,null,null,null,null,"",{"$f":"IF(S105=\"\",\"\",S105*'2_メイン'!$Z$19/1000)","v":""},1,"","",{"$f":"IF(W105=\"\",\"\",'2_メイン'!$Z$20*W105)","v":""},null,null,null,null,null,null,null,null,null,null,null,null,null,null,null,null,null,null,null,0,0,0,0,0,0,0,0,0,0,0,0]
[null,95,null,null,null,null,null,null,null,null,null,null,null,null,null,null,null,null,"",{"$f":"IF(S106=\"\",\"\",S106*'2_メイン'!$Z$19/1000)","v":""},1,"","",{"$f":"IF(W106=\"\",\"\",'2_メイン'!$Z$20*W106)","v":""},null,null,null,null,null,null,null,null,null,null,null,null,null,null,null,null,null,null,null,0,0,0,0,0,0,0,0,0,0,0,0]
[null,96,null,null,null,null,null,null,null,null,null,null,null,null,null,null,null,null,"",{"$f":"IF(S107=\"\",\"\",S107*'2_メイン'!$Z$19/1000)","v":""},1,"","",{"$f":"IF(W107=\"\",\"\",'2_メイン'!$Z$20*W107)","v":""},null,null,null,null,null,null,null,null,null,null,null,null,null,null,null,null,null,null,null,0,0,0,0,0,0,0,0,0,0,0,0]
[null,97,null,null,null,null,null,null,null,null,null,null,null,null,null,null,null,null,"",{"$f":"IF(S108=\"\",\"\",S108*'2_メイン'!$Z$19/1000)","v":""},1,"","",{"$f":"IF(W108=\"\",\"\",'2_メイン'!$Z$20*W108)","v":""},null,null,null,null,null,null,null,null,null,null,null,null,null,null,null,null,null,null,null,0,0,0,0,0,0,0,0,0,0,0,0]
[null,98,null,null,null,null,null,null,null,null,null,null,null,null,null,null,null,null,"",{"$f":"IF(S109=\"\",\"\",S109*'2_メイン'!$Z$19/1000)","v":""},1,"","",{"$f":"IF(W109=\"\",\"\",'2_メイン'!$Z$20*W109)","v":""},null,null,null,null,null,null,null,null,null,null,null,null,null,null,null,null,null,null,null,0,0,0,0,0,0,0,0,0,0,0,0]
[null,99,null,null,null,null,null,null,null,null,null,null,null,null,null,null,null,null,"",{"$f":"IF(S110=\"\",\"\",S110*'2_メイン'!$Z$19/1000)","v":""},1,"","",{"$f":"IF(W110=\"\",\"\",'2_メイン'!$Z$20*W110)","v":""},null,null,null,null,null,null,null,null,null,null,null,null,null,null,null,null,null,null,null,0,0,0,0,0,0,0,0,0,0,0,0]
[null,100,null,null,null,null,null,null,null,null,null,null,null,null,null,null,null,null,"",{"$f":"IF(S111=\"\",\"\",S111*'2_メイン'!$Z$19/1000)","v":""},1,"","",{"$f":"IF(W111=\"\",\"\",'2_メイン'!$Z$20*W111)","v":""},null,null,null,null,null,null,null,null,null,null,null,null,null,null,null,null,null,null,null,0,0,0,0,0,0,0,0,0,0,0,0]

{"sheet":"5_エネルギー使用量 (都市ガス) ","index":4,"n_rows":115,"n_cols":70,"rows_kept":115,"cut":false,"hidden":false,"merged":[[107,27,108,27],[86,28,86,29],[87,28,88,28],[89,28,90,28],[91,28,92,28],[91,29,92,29],[93,28,93,29],[94,28,95,28],[96,28,96,29],[97,28,98,28],[76,28,76,29],[77,28,78,28],[79,28,80,28],[81,28,82,28],[81,29,82,29],[83,28,83,29],[84,28,85,28],[99,28,100,28],[105,27,106,27],[63,28,63,29],[64,28,65,28],[66,28,66,29],[67,28,68,28],[69,28,70,28],[71,28,72,28],[71,29,72,29],[73,28,73,29],[74,28,75,28],[51,28,52,28],[51,29,52,29],[53,28,53,29],[54,28,55,28],[56,28,56,29],[57,28,58,28],[59,28,60,28],[61,28,62,28],[61,29,62,29],[37,28,38,28],[39,28,40,28],[41,28,42,28],[41,29,42,29],[43,28,43,29],[44,28,45,28],[46,28,46,29],[47,28,48,28],[49,28,50,28],[24,28,25,28],[26,28,26,29],[27,28,28,28],[29,28,30,28],[31,28,32,28],[31,29,32,29],[33,28,33,29],[34,28,35,28],[36,28,36,29],[110,2,110,3],[102,2,102,3],[103,2,103,3],[104,2,104,3],[105,2,105,3],[88,2,88,3],[89,2,89,3],[90,2,90,3],[91,2,91,3],[92,2,92,3],[106,2,106,3],[107,2,107,3],[100,2,100,3],[101,2,101,3],[108,2,108,3],[109,2,109,3],[99,2,99,3],[93,2,93,3],[94,2,94,3],[95,2,95,3],[96,2,96,3],[97,2,97,3],[98,2,98,3],[76,2,76,3],[77,2,77,3],[78,2,78,3],[79,2,79,3],[80,2,80,3],[81,2,81,3],[82,2,82,3],[83,2,83,3],[84,2,84,3],[85,2,85,3],[86,2,86,3],[87,2,87,3],[73,2,73,3],[74,2,74,3],[75,2,75,3],[52,2,52,3],[53,2,53,3],[54,2,54,3],[55,2,55,3],[56,2,56,3],[63,2,63,3],[57,2,57,3],[58,2,58,3],[59,2,59,3],[60,2,60,3],[61,2,61,3],[62,2,62,3],[64,2,64,3],[65,2,65,3],[66,2,66,3],[67,2,67,3],[68,2,68,3],[69,2,69,3],[70,2,70,3],[71,2,71,3],[72,2,72,3],[49,2,49,3],[50,2,50,3],[51,2,51,3],[28,2,28,3],[29,2,29,3],[30,2,30,3],[31,2,31,3],[32,2,32,3],[33,2,33,3],[34,2,34,3],[36,2,36,3],[37,2,37,3],[38,2,38,3],[39,2,39,3],[35,2,35,3],[40,2,40,3],[41,2,41,3],[42,2,42,3],[43,2,43,3],[44,2,44,3],[45,2,45,3],[46,2,46,3],[47,2,47,3],[48,2,48,3],[9,1,10,1],[9,2,10,3],[9,5,10,5],[20,2,20,3],[23,2,23,3],[24,2,24,3],[25,2,25,3],[26,2,26,3],[21,2,21,3],[22,2,22,3],[13,2,13,3],[15,2,15,3],[9,6,10,6],[9,7,9,19],[9,20,10,20],[9,4,10,4],[11,2,11,3],[12,2,12,3],[10,28,10,29],[27,2,27,3],[16,2,16,3],[19,2,19,3],[18,2,18,3],[14,2,14,3],[17,2,17,3],[21,24,21,25],[19,28,20,28],[17,28,18,28],[14,28,15,28],[11,28,12,28],[11,29,12,29],[13,28,13,29],[16,28,16,29],[21,28,22,28],[21,29,22,29],[23,28,23,29]]}
[null,null,null,null,null,null,null,null,null,null,null,null,null,null,null,null,null,null,null,null,null,null,"○",null,2015,2016,2017,2018,2019,2020,2021,2022,2023,null,"■月別エネルギー使用量割合",null,null,null,null,null,null,null,null,null,null,null,null,"■換算係数",null,null,"■エネルギー使用量割合←「専有部」のみ入居率に応じてエネルギー使用量を補正"]
[null,null,"色欄については、文字又は数値を入力",null,null,null,null,null,null,null,null,null,null,null,null,null,null,null,null,null,null,null,null,null,null,null,null,null,null,null,null,null,null,null,"４月","５月","６月","７月","８月","９月","１０月","１１月","１２月","１月","２月","３月",null,"中圧ガス","低圧ガス",null,"専有部","共用部"]
[null,null,"色欄については、プルダウンメニューから選択",null,null,null,null,null,null,null,null,null,null,null,null,null,null,null,null,null,null,null,null,null,null,null,null,null,null,null,null,null,null,null,7.3992728908362629E-2,7.1001673541443072E-2,8.0581342238624343E-2,9.0260494319802431E-2,0.10107169686520251,9.2618186619878112E-2,7.8907423110087943E-2,7.2823253856452247E-2,7.9087375239244445E-2,8.4472387551935244E-2,9.0261224299248113E-2,8.4922213449719036E-2,null,0.95699999999999996,0.96699999999999997,null,{"$f":"'4_エネルギー使用量 (電気)'!AV3","v":0.85},{"$f":"'4_エネルギー使用量 (電気)'!AW3","v":0.15000000000000002}]
[null,null,"色欄については、任意記入とし、文字又は数値を入力"]
[null,null,"色欄については、入力の間違いや未記入の状態などエラーを示す。"]
[]
[]
[null,"エネルギー使用量（都市ガス）",null,null,null,null,null,null,null,null,null,null,null,null,null,null,null,null,null,null,"No.5"]
[]
[null,"No.","メーター名称",null,"種別","除外対象","年度","エネルギー使用量（ガス）　[㎥]",null,null,null,null,null,null,null,null,null,null,null,null,"CO2排出量\n[t-CO2/年]",null,null,null,null,null,null,null,"■入居率補正（月別）←「専有部」のみ入居率補正する"]
[null,null,null,null,null,null,null,"4月","5月","6月","7月","8月","9月","10月","11月","12月","1月","2月","3月","計",null,null,null,"第一計画期間","第二計画期間",null,null,null,null,null,"４月","５月","６月","７月","８月","９月","１０月","１１月","１２月","１月","２月","３月",null,null,"4月","5月","6月","7月","8月","9月","10月","11月","12月","1月","2月","3月",null,null,"4月","5月","6月","7月","8月","9月","10月","11月","12月","1月","2月","3月"]
[null,1,null,null,null,null,null,null,null,null,null,null,null,null,null,null,null,null,null,{"$f":"IF(OR(H12=\"\",I12=\"\",J12=\"\",K12=\"\",L12=\"\",M12=\"\",N12=\"\",O12=\"\",P12=\"\",Q12=\"\",R12=\"\",S12=\"\"),\"\",SUM(H12:S12))","v":""},{"$f":"IF(T12=\"\",\"\",T12*'2_メイン'!$AA$19/1000*HLOOKUP(E12,$AV$2:$AW$3,2,FALSE))","v":""},{"$f":"IF(F12=\"\",1,-1)","v":1},{"$f":"IF(U12=\"\",\"\",U12*V12)","v":""},null,null,"MJ",{"$f":"IF(T12=\"\",\"\",T12*45*IF(F12=\"\",1,-1))","v":""},null,"補正前",2015,{"$f":"SUMIF($G12:$G111,$AD12,AS12:AS111)","v":0},{"$f":"SUMIF($G12:$G111,$AD12,AT12:AT111)","v":0},0,0,0,0,0,0,0,0,0,0,{"$f":"SUM(AE12:AP12)","v":0},null,{"$f":"IFERROR(H12*$V12,0)","v":0},{"$f":"IFERROR(I12*$V12,0)","v":0},0,0,0,0,0,0,0,0,0,0,null,null,{"$f":"IFERROR(H12*$V12*HLOOKUP($E12,$AV$2:$AW$3,2,FALSE),0)","v":0},{"$f":"IFERROR(I12*$V12*HLOOKUP($E12,$AV$2:$AW$3,2,FALSE),0)","v":0},{"$f":"IFERROR(J12*$V12*HLOOKUP($E12,$AV$2:$AW$3,2,FALSE),0)","v":0},{"$f":"IFERROR(K12*$V12*HLOOKUP($E12,$AV$2:$AW$3,2,FALSE),0)","v":0},{"$f":"IFERROR(L12*$V12*HLOOKUP($E12,$AV$2:$AW$3,2,FALSE),0)","v":0},{"$f":"IFERROR(M12*$V12*HLOOKUP($E12,$AV$2:$AW$3,2,FALSE),0)","v":0},{"$f":"IFERROR(N12*$V12*HLOOKUP($E12,$AV$2:$AW$3,2,FALSE),0)","v":0},{"$f":"IFERROR(O12*$V12*HLOOKUP($E12,$AV$2:$AW$3,2,FALSE),0)","v":0},{"$f":"IFERROR(P12*$V12*HLOOKUP($E12,$AV$2:$AW$3,2,FALSE),0)","v":0},{"$f":"IFERROR(Q12*$V12*HLOOKUP($E12,$AV$2:$AW$3,2,FALSE),0)","v":0},{"$f":"IFERROR(R12*$V12*HLOOKUP($E12,$AV$2:$AW$3,2,FALSE),0)","v":0},{"$f":"IFERROR(S12*$V12*HLOOKUP($E12,$AV$2:$AW$3,2,FALSE),0)","v":0}]
[null,2,null,null,null,null,null,null,null,null,null,null,null,null,null,null,null,null,null,{"$f":"IF(OR(H13=\"\",I13=\"\",J13=\"\",K13=\"\",L13=\"\",M13=\"\",N13=\"\",O13=\"\",P13=\"\",Q13=\"\",R13=\"\",S13=\"\"),\"\",SUM(H13:S13))","v":""},{"$f":"IF(T13=\"\",\"\",T13*'2_メイン'!$AA$19/1000*HLOOKUP(E13,$AV$2:$AW$3,2,FALSE))","v":""},{"$f":"IF(F13=\"\",1,-1)","v":1},{"$f":"IF(U13=\"\",\"\",U13*V13)","v":""},null,"CO2","一次",{"$f":"IF(T13=\"\",\"\",T13*45*IF(F13=\"\",1,-1))","v":""},null,null,null,{"$f":"SUMIF($G12:$G111,$AD12,BG12:BG111)","v":0},{"$f":"SUMIF($G12:$G111,$AD12,BH12:BH111)","v":0},0,0,0,0,0,0,0,0,0,0,{"$f":"SUM(AE13:AP13)","v":0},null,{"$f":"IFERROR(H13*$V13,0)","v":0},0,0,0,0,0,0,0,0,0,0,0,null,null,{"$f":"IFERROR(H13*$V13*HLOOKUP($E13,$AV$2:$AW$3,2,FALSE),0)","v":0},0,0,0,0,0,0,0,0,0,0,0]
[null,3,null,null,null,null,null,null,null,null,null,null,null,null,null,null,null,null,null,"",{"$f":"IF(T14=\"\",\"\",T14*'2_メイン'!$AA$19/1000*HLOOKUP(E14,$AV$2:$AW$3,2,FALSE))","v":""},1,"",2015,{"$f":"SUMIF($G$12:$G$111,2013,$W$12:$W$111)","v":0},{"$f":"SUMIF($G$12:$G$111,2013,$AA$12:$AA$111)","v":0},{"$f":"IF(T14=\"\",\"\",T14*45*IF(F14=\"\",1,-1))","v":""},null,"入居率",null,{"$f":"IF(SUMIF('7_テナント入居率'!$C$14:$C$43,$AD$12,'7_テナント入居率'!D14:D43)=0,0,SUMIF('7_テナント入居率'!$C$14:$C$43,$AD$12,'7_テナント入居率'!D14:D43))","v":0},{"$f":"IF(SUMIF('7_テナント入居率'!$C$14:$C$43,$AD$12,'7_テナント入居率'!E14:E43)=0,0,SUMIF('7_テナント入居率'!$C$14:$C$43,$AD$12,'7_テナント入居率'!E14:E43))","v":0},{"$f":"IF(SUMIF('7_テナント入居率'!$C$14:$C$43,$AD$12,'7_テナント入居率'!F14:F43)=0,0,SUMIF('7_テナント入居率'!$C$14:$C$43,$AD$12,'7_テナント入居率'!F14:F43))","v":0},{"$f":"IF(SUMIF('7_テナント入居率'!$C$14:$C$43,$AD$12,'7_テナント入居率'!G14:G43)=0,0,SUMIF('7_テナント入居率'!$C$14:$C$43,$AD$12,'7_テナント入居率'!G14:G43))","v":0},{"$f":"IF(SUMIF('7_テナント入居率'!$C$14:$C$43,$AD$12,'7_テナント入居率'!H14:H43)=0,0,SUMIF('7_テナント入居率'!$C$14:$C$43,$AD$12,'7_テナント入居率'!H14:H43))","v":0},{"$f":"IF(SUMIF('7_テナント入居率'!$C$14:$C$43,$AD$12,'7_テナント入居率'!I14:I43)=0,0,SUMIF('7_テナント入居率'!$C$14:$C$43,$AD$12,'7_テナント入居率'!I14:I43))","v":0},{"$f":"IF(SUMIF('7_テナント入居率'!$C$14:$C$43,$AD$12,'7_テナント入居率'!J14:J43)=0,0,SUMIF('7_テナント入居率'!$C$14:$C$43,$AD$12,'7_テナント入居率'!J14:J43))","v":0},{"$f":"IF(SUMIF('7_テナント入居率'!$C$14:$C$43,$AD$12,'7_テナント入居率'!K14:K43)=0,0,SUMIF('7_テナント入居率'!$C$14:$C$43,$AD$12,'7_テナント入居率'!K14:K43))","v":0},{"$f":"IF(SUMIF('7_テナント入居率'!$C$14:$C$43,$AD$12,'7_テナント入居率'!L14:L43)=0,0,SUMIF('7_テナント入居率'!$C$14:$C$43,$AD$12,'7_テナント入居率'!L14:L43))","v":0},{"$f":"IF(SUMIF('7_テナント入居率'!$C$14:$C$43,$AD$12,'7_テナント入居率'!M14:M43)=0,0,SUMIF('7_テナント入居率'!$C$14:$C$43,$AD$12,'7_テナント入居率'!M14:M43))","v":0},{"$f":"IF(SUMIF('7_テナント入居率'!$C$14:$C$43,$AD$12,'7_テナント入居率'!N14:N43)=0,0,SUMIF('7_テナント入居率'!$C$14:$C$43,$AD$12,'7_テナント入居率'!N14:N43))","v":0},{"$f":"IF(SUMIF('7_テナント入居率'!$C$14:$C$43,$AD$12,'7_テナント入居率'!O14:O43)=0,0,SUMIF('7_テナント入居率'!$C$14:$C$43,$AD$12,'7_テナント入居率'!O14:O43))","v":0},null,null,0,0,0,0,0,0,0,0,0,0,0,0,null,null,0,0,0,0,0,0,0,0,0,0,0,0]
[null,4,null,null,null,null,null,null,null,null,null,null,null,null,null,null,null,null,null,"",{"$f":"IF(T15=\"\",\"\",T15*'2_メイン'!$AA$19/1000*HLOOKUP(E15,$AV$2:$AW$3,2,FALSE))","v":""},1,"",2016,{"$f":"SUMIF($G$12:$G$111,2014,$W$12:$W$111)","v":0},{"$f":"SUMIF($G$12:$G$111,2014,$AA$12:$AA$111)","v":0},"",null,"補正後","使用量",{"$f":"IFERROR(AE12*$AY$3/AE14+AE12*$AZ$3,0)","v":0},{"$f":"IFERROR(AF12*$AY$3/AF14+AF12*$AZ$3,0)","v":0},0,0,0,0,0,0,0,0,0,0,{"$f":"SUM(AE15:AP15)","v":0},null,0,0,0,0,0,0,0,0,0,0,0,0,null,null,0,0,0,0,0,0,0,0,0,0,0,0]
[null,5,null,null,null,null,null,null,null,null,null,null,null,null,null,null,null,null,null,"",{"$f":"IF(T16=\"\",\"\",T16*'2_メイン'!$AA$19/1000*HLOOKUP(E16,$AV$2:$AW$3,2,FALSE))","v":""},1,"",2017,{"$f":"SUMIF($G$12:$G$111,2015,$W$12:$W$111)","v":0},{"$f":"SUMIF($G$12:$G$111,2015,$AA$12:$AA$111)","v":0},"",null,null,"CO2排出量",{"$f":"IFERROR(SUMIF($G$12:$G$111,$AD12,BG12:BG111)*'2_メイン'!$AA$19*$AY$3/1000/AE14+SUMIF($G$12:$G$111,$AD12,BG12:BG111)*'2_メイン'!$AA$19/1000*$AZ$3,0)","v":0},{"$f":"IFERROR(SUMIF($G$12:$G$111,$AD12,BH12:BH111)*'2_メイン'!$AA$19*$AY$3/1000/AF14+SUMIF($G$12:$G$111,$AD12,BH12:BH111)*'2_メイン'!$AA$19/1000*$AZ$3,0)","v":0},{"$f":"IFERROR(SUMIF($G$12:$G$111,$AD12,BI12:BI111)*'2_メイン'!$AA$19*$AY$3/1000/AG14+SUMIF($G$12:$G$111,$AD12,BI12:BI111)*'2_メイン'!$AA$19/1000*$AZ$3,0)","v":0},{"$f":"IFERROR(SUMIF($G$12:$G$111,$AD12,BJ12:BJ111)*'2_メイン'!$AA$19*$AY$3/1000/AH14+SUMIF($G$12:$G$111,$AD12,BJ12:BJ111)*'2_メイン'!$AA$19/1000*$AZ$3,0)","v":0},{"$f":"IFERROR(SUMIF($G$12:$G$111,$AD12,BK12:BK111)*'2_メイン'!$AA$19*$AY$3/1000/AI14+SUMIF($G$12:$G$111,$AD12,BK12:BK111)*'2_メイン'!$AA$19/1000*$AZ$3,0)","v":0},{"$f":"IFERROR(SUMIF($G$12:$G$111,$AD12,BL12:BL111)*'2_メイン'!$AA$19*$AY$3/1000/AJ14+SUMIF($G$12:$G$111,$AD12,BL12:BL111)*'2_メイン'!$AA$19/1000*$AZ$3,0)","v":0},{"$f":"IFERROR(SUMIF($G$12:$G$111,$AD12,BM12:BM111)*'2_メイン'!$AA$19*$AY$3/1000/AK14+SUMIF($G$12:$G$111,$AD12,BM12:BM111)*'2_メイン'!$AA$19/1000*$AZ$3,0)","v":0},{"$f":"IFERROR(SUMIF($G$12:$G$111,$AD12,BN12:BN111)*'2_メイン'!$AA$19*$AY$3/1000/AL14+SUMIF($G$12:$G$111,$AD12,BN12:BN111)*'2_メイン'!$AA$19/1000*$AZ$3,0)","v":0},{"$f":"IFERROR(SUMIF($G$12:$G$111,$AD12,BO12:BO111)*'2_メイン'!$AA$19*$AY$3/1000/AM14+SUMIF($G$12:$G$111,$AD12,BO12:BO111)*'2_メイン'!$AA$19/1000*$AZ$3,0)","v":0},{"$f":"IFERROR(SUMIF($G$12:$G$111,$AD12,BP12:BP111)*'2_メイン'!$AA$19*$AY$3/1000/AN14+SUMIF($G$12:$G$111,$AD12,BP12:BP111)*'2_メイン'!$AA$19/1000*$AZ$3,0)","v":0},{"$f":"IFERROR(SUMIF($G$12:$G$111,$AD12,BQ12:BQ111)*'2_メイン'!$AA$19*$AY$3/1000/AO14+SUMIF($G$12:$G$111,$AD12,BQ12:BQ111)*'2_メイン'!$AA$19/1000*$AZ$3,0)","v":0},{"$f":"IFERROR(SUMIF($G$12:$G$111,$AD12,BR12:BR111)*'2_メイン'!$AA$19*$AY$3/1000/AP14+SUMIF($G$12:$G$111,$AD12,BR12:BR111)*'2_メイン'!$AA$19/1000*$AZ$3,0)","v":0},{"$f":"SUM(AE16:AP16)","v":0},null,0,0,0,0,0,0,0,0,0,0,0,0,null,null,0,0,0,0,0,0,0,0,0,0,0,0]
[null,6,null,null,null,null,null,null,null,null,null,null,null,null,null,null,null,null,null,"",{"$f":"IF(T17=\"\",\"\",T17*'2_メイン'!$AA$19/1000*HLOOKUP(E17,$AV$2:$AW$3,2,FALSE))","v":""},1,"",2018,{"$f":"SUMIF($G$12:$G$111,2016,$W$12:$W$111)","v":0},{"$f":"SUMIF($G$12:$G$111,2016,$AA$12:$AA$111)","v":0},"",null,"エネルギー月別割合",null,{"$f":"IF(AE14>0,AI$3,0)","v":0},0,0,0,0,0,0,0,0,0,0,0,{"$f":"SUM(AE17:AP17)","v":0},null,0,0,0,0,0,0,0,0,0,0,0,0,null,null,0,0,0,0,0,0,0,0,0,0,0,0]
[null,7,null,null,null,null,null,null,null,null,null,null,null,null,null,null,null,null,null,"",{"$f":"IF(T18=\"\",\"\",T18*'2_メイン'!$AA$19/1000*HLOOKUP(E18,$AV$2:$AW$3,2,FALSE))","v":""},1,"",2019,{"$f":"SUMIF($G$12:$G$111,2017,$W$12:$W$111)","v":0},{"$f":"SUMIF($G$12:$G$111,2017,$AA$12:$AA$111)","v":0},"",null,"入居率0の場合の補正値","使用量",{"$f":"IFERROR(IF(AE16>0,0,$AQ$15/$AQ$17*AI3),0)","v":0},{"$f":"IFERROR(IF(AF16>0,0,$AQ$15/$AQ$17*AJ3),0)","v":0},0,0,0,0,0,0,0,0,0,0,null,null,0,0,0,0,0,0,0,0,0,0,0,0,null,null,0,0,0,0,0,0,0,0,0,0,0,0]
[null,8,null,null,null,null,null,null,null,null,null,null,null,null,null,null,null,null,null,"",{"$f":"IF(T19=\"\",\"\",T19*'2_メイン'!$AA$19/1000*HLOOKUP(E19,$AV$2:$AW$3,2,FALSE))","v":""},1,"",2020,{"$f":"SUMIF($G$12:$G$111,2018,$W$12:$W$111)","v":0},{"$f":"SUMIF($G$12:$G$111,2018,$AA$12:$AA$111)","v":0},"",null,null,"CO2排出量",{"$f":"IFERROR(IF(AE14>0,0,$AQ$16/$AQ$17*AI3),0)","v":0},{"$f":"IFERROR(IF(AF14>0,0,$AQ$16/$AQ$17*AJ3),0)","v":0},0,0,0,0,0,0,0,0,0,0,null,null,0,0,0,0,0,0,0,0,0,0,0,0,null,null,0,0,0,0,0,0,0,0,0,0,0,0]
[null,9,null,null,null,null,null,null,null,null,null,null,null,null,null,null,null,null,null,"",{"$f":"IF(T20=\"\",\"\",T20*'2_メイン'!$AA$19/1000*HLOOKUP(E20,$AV$2:$AW$3,2,FALSE))","v":""},1,"",2021,{"$f":"SUMIF($G$12:$G$111,2019,$W$12:$W$111)","v":0},{"$f":"SUMIF($G$12:$G$111,2019,$AA$12:$AA$111)","v":0},"",null,"採用値","使用量",{"$f":"AE15+AE18","v":0},{"$f":"AF15+AF18","v":0},0,0,0,0,0,0,0,0,0,0,{"$f":"SUM(AE20:AP20)","v":0},null,0,0,0,0,0,0,0,0,0,0,0,0,null,null,0,0,0,0,0,0,0,0,0,0,0,0]
[null,10,null,null,null,null,null,null,null,null,null,null,null,null,null,null,null,null,null,"",{"$f":"IF(T21=\"\",\"\",T21*'2_メイン'!$AA$19/1000*HLOOKUP(E21,$AV$2:$AW$3,2,FALSE))","v":""},1,"",2022,{"$f":"SUMIF($G$12:$G$111,2020,$W$12:$W$111)","v":0},{"$f":"SUMIF($G$12:$G$111,2020,$AA$12:$AA$111)","v":0},"",null,null,"CO2排出量",{"$f":"AE16+AE19","v":0},{"$f":"AF16+AF19","v":0},0,0,0,0,0,0,0,0,0,0,{"$f":"SUM(AE21:AP21)","v":0},null,0,0,0,0,0,0,0,0,0,0,0,0,null,null,0,0,0,0,0,0,0,0,0,0,0,0]
[null,11,null,null,null,null,null,null,null,null,null,null,null,null,null,null,null,null,null,"",{"$f":"IF(T22=\"\",\"\",T22*'2_メイン'!$AA$19/1000*HLOOKUP(E22,$AV$2:$AW$3,2,FALSE))","v":""},1,"",null,null,null,"",null,"補正前",2016,{"$f":"SUMIF($G12:$G111,$AD22,AS12:AS111)","v":0},{"$f":"SUMIF($G12:$G111,$AD22,AT12:AT111)","v":0},0,0,0,0,0,0,0,0,0,0,{"$f":"SUM(AE22:AP22)","v":0},null,0,0,0,0,0,0,0,0,0,0,0,0,null,null,0,0,0,0,0,0,0,0,0,0,0,0]
[null,12,null,null,null,null,null,null,null,null,null,null,null,null,null,null,null,null,null,"",{"$f":"IF(T23=\"\",\"\",T23*'2_メイン'!$AA$19/1000*HLOOKUP(E23,$AV$2:$AW$3,2,FALSE))","v":""},1,"",null,null,null,"",null,null,null,{"$f":"SUMIF($G12:$G111,$AD22,BG12:BG111)","v":0},{"$f":"SUMIF($G12:$G111,$AD22,BH12:BH111)","v":0},0,0,0,0,0,0,0,0,0,0,{"$f":"SUM(AE23:AP23)","v":0},null,0,0,0,0,0,0,0,0,0,0,0,0,null,null,0,0,0,0,0,0,0,0,0,0,0,0]
[null,13,null,null,null,null,null,null,null,null,null,null,null,null,null,null,null,null,null,"",{"$f":"IF(T24=\"\",\"\",T24*'2_メイン'!$AA$19/1000*HLOOKUP(E24,$AV$2:$AW$3,2,FALSE))","v":""},1,"",null,null,null,"",null,"入居率",null,{"$f":"IF(SUMIF('7_テナント入居率'!$C$14:$C$43,$AD$22,'7_テナント入居率'!D14:D43)=0,0,SUMIF('7_テナント入居率'!$C$14:$C$43,$AD$22,'7_テナント入居率'!D14:D43))","v":0},{"$f":"IF(SUMIF('7_テナント入居率'!$C$14:$C$43,$AD$22,'7_テナント入居率'!E14:E43)=0,0,SUMIF('7_テナント入居率'!$C$14:$C$43,$AD$22,'7_テナント入居率'!E14:E43))","v":0},{"$f":"IF(SUMIF('7_テナント入居率'!$C$14:$C$43,$AD$22,'7_テナント入居率'!F14:F43)=0,0,SUMIF('7_テナント入居率'!$C$14:$C$43,$AD$22,'7_テナント入居率'!F14:F43))","v":0},{"$f":"IF(SUMIF('7_テナント入居率'!$C$14:$C$43,$AD$22,'7_テナント入居率'!G14:G43)=0,0,SUMIF('7_テナント入居率'!$C$14:$C$43,$AD$22,'7_テナント入居率'!G14:G43))","v":0},{"$f":"IF(SUMIF('7_テナント入居率'!$C$14:$C$43,$AD$22,'7_テナント入居率'!H14:H43)=0,0,SUMIF('7_テナント入居率'!$C$14:$C$43,$AD$22,'7_テナント入居率'!H14:H43))","v":0},{"$f":"IF(SUMIF('7_テナント入居率'!$C$14:$C$43,$AD$22,'7_テナント入居率'!I14:I43)=0,0,SUMIF('7_テナント入居率'!$C$14:$C$43,$AD$22,'7_テナント入居率'!I14:I43))","v":0},{"$f":"IF(SUMIF('7_テナント入居率'!$C$14:$C$43,$AD$22,'7_テナント入居率'!J14:J43)=0,0,SUMIF('7_テナント入居率'!$C$14:$C$43,$AD$22,'7_テナント入居率'!J14:J43))","v":0},{"$f":"IF(SUMIF('7_テナント入居率'!$C$14:$C$43,$AD$22,'7_テナント入居率'!K14:K43)=0,0,SUMIF('7_テナント入居率'!$C$14:$C$43,$AD$22,'7_テナント入居率'!K14:K43))","v":0},{"$f":"IF(SUMIF('7_テナント入居率'!$C$14:$C$43,$AD$22,'7_テナント入居率'!L14:L43)=0,0,SUMIF('7_テナント入居率'!$C$14:$C$43,$AD$22,'7_テナント入居率'!L14:L43))","v":0},{"$f":"IF(SUMIF('7_テナント入居率'!$C$14:$C$43,$AD$22,'7_テナント入居率'!M14:M43)=0,0,SUMIF('7_テナント入居率'!$C$14:$C$43,$AD$22,'7_テナント入居率'!M14:M43))","v":0},{"$f":"IF(SUMIF('7_テナント入居率'!$C$14:$C$43,$AD$22,'7_テナント入居率'!N14:N43)=0,0,SUMIF('7_テナント入居率'!$C$14:$C$43,$AD$22,'7_テナント入居率'!N14:N43))","v":0},{"$f":"IF(SUMIF('7_テナント入居率'!$C$14:$C$43,$AD$22,'7_テナント入居率'!O14:O43)=0,0,SUMIF('7_テナント入居率'!$C$14:$C$43,$AD$22,'7_テナント入居率'!O14:O43))","v":0},null,null,0,0,0,0,0,0,0,0,0,0,0,0,null,null,0,0,0,0,0,0,0,0,0,0,0,0]
[null,14,null,null,null,null,null,null,null,null,null,null,null,null,null,null,null,null,null,"",{"$f":"IF(T25=\"\",\"\",T25*'2_メイン'!$AA$19/1000*HLOOKUP(E25,$AV$2:$AW$3,2,FALSE))","v":""},1,"",null,null,null,"",null,"補正後","使用量",{"$f":"IFERROR(AE22*$AY$3/AE24+AE22*$AZ$3,0)","v":0},{"$f":"IFERROR(AF22*$AY$3/AF24+AF22*$AZ$3,0)","v":0},0,0,0,0,0,0,0,0,0,0,{"$f":"SUM(AE25:AP25)","v":0},null,0,0,0,0,0,0,0,0,0,0,0,0,null,null,0,0,0,0,0,0,0,0,0,0,0,0]
[null,15,null,null,null,null,null,null,null,null,null,null,null,null,null,null,null,null,null,"",{"$f":"IF(T26=\"\",\"\",T26*'2_メイン'!$AA$19/1000*HLOOKUP(E26,$AV$2:$AW$3,2,FALSE))","v":""},1,"",null,null,null,"",null,null,"CO2排出量",{"$f":"IFERROR(SUMIF($G$12:$G$111,$AD22,BG12:BG111)*'2_メイン'!$AA$19*$AY$3/1000/AE24+SUMIF($G$12:$G$111,$AD22,BG12:BG111)*'2_メイン'!$AA$19*$AZ$3/1000,0)","v":0},{"$f":"IFERROR(SUMIF($G$12:$G$111,$AD22,BH12:BH111)*'2_メイン'!$AA$19*$AY$3/1000/AF24+SUMIF($G$12:$G$111,$AD22,BH12:BH111)*'2_メイン'!$AA$19*$AZ$3/1000,0)","v":0},{"$f":"IFERROR(SUMIF($G$12:$G$111,$AD22,BI12:BI111)*'2_メイン'!$AA$19*$AY$3/1000/AG24+SUMIF($G$12:$G$111,$AD22,BI12:BI111)*'2_メイン'!$AA$19*$AZ$3/1000,0)","v":0},{"$f":"IFERROR(SUMIF($G$12:$G$111,$AD22,BJ12:BJ111)*'2_メイン'!$AA$19*$AY$3/1000/AH24+SUMIF($G$12:$G$111,$AD22,BJ12:BJ111)*'2_メイン'!$AA$19*$AZ$3/1000,0)","v":0},{"$f":"IFERROR(SUMIF($G$12:$G$111,$AD22,BK12:BK111)*'2_メイン'!$AA$19*$AY$3/1000/AI24+SUMIF($G$12:$G$111,$AD22,BK12:BK111)*'2_メイン'!$AA$19*$AZ$3/1000,0)","v":0},{"$f":"IFERROR(SUMIF($G$12:$G$111,$AD22,BL12:BL111)*'2_メイン'!$AA$19*$AY$3/1000/AJ24+SUMIF($G$12:$G$111,$AD22,BL12:BL111)*'2_メイン'!$AA$19*$AZ$3/1000,0)","v":0},{"$f":"IFERROR(SUMIF($G$12:$G$111,$AD22,BM12:BM111)*'2_メイン'!$AA$19*$AY$3/1000/AK24+SUMIF($G$12:$G$111,$AD22,BM12:BM111)*'2_メイン'!$AA$19*$AZ$3/1000,0)","v":0},{"$f":"IFERROR(SUMIF($G$12:$G$111,$AD22,BN12:BN111)*'2_メイン'!$AA$19*$AY$3/1000/AL24+SUMIF($G$12:$G$111,$AD22,BN12:BN111)*'2_メイン'!$AA$19*$AZ$3/1000,0)","v":0},{"$f":"IFERROR(SUMIF($G$12:$G$111,$AD22,BO12:BO111)*'2_メイン'!$AA$19*$AY$3/1000/AM24+SUMIF($G$12:$G$111,$AD22,BO12:BO111)*'2_メイン'!$AA$19*$AZ$3/1000,0)","v":0},{"$f":"IFERROR(SUMIF($G$12:$G$111,$AD22,BP12:BP111)*'2_メイン'!$AA$19*$AY$3/1000/AN24+SUMIF($G$12:$G$111,$AD22,BP12:BP111)*'2_メイン'!$AA$19*$AZ$3/1000,0)","v":0},{"$f":"IFERROR(SUMIF($G$12:$G$111,$AD22,BQ12:BQ111)*'2_メイン'!$AA$19*$AY$3/1000/AO24+SUMIF($G$12:$G$111,$AD22,BQ12:BQ111)*'2_メイン'!$AA$19*$AZ$3/1000,0)","v":0},{"$f":"IFERROR(SUMIF($G$12:$G$111,$AD22,BR12:BR111)*'2_メイン'!$AA$19*$AY$3/1000/AP24+SUMIF($G$12:$G$111,$AD22,BR12:BR111)*'2_メイン'!$AA$19*$AZ$3/1000,0)","v":0},{"$f":"SUM(AE26:AP26)","v":0},null,0,0,0,0,0,0,0,0,0,0,0,0,null,null,0,0,0,0,0,0,0,0,0,0,0,0]
[null,16,null,null,null,null,null,null,null,null,null,null,null,null,null,null,null,null,null,"",{"$f":"IF(T27=\"\",\"\",T27*'2_メイン'!$AA$19/1000*HLOOKUP(E27,$AV$2:$AW$3,2,FALSE))","v":""},1,"",null,null,null,"",null,"エネルギー月別割合",null,{"$f":"IF(AE24>0,AI$3,0)","v":0},{"$f":"IF(AF24>0,AJ$3,0)","v":0},0,0,0,0,0,0,0,0,0,0,{"$f":"SUM(AE27:AP27)","v":0},null,0,0,0,0,0,0,0,0,0,0,0,0,null,null,0,0,0,0,0,0,0,0,0,0,0,0]
[null,17,null,null,null,null,null,null,null,null,null,null,null,null,null,null,null,null,null,"",{"$f":"IF(T28=\"\",\"\",T28*'2_メイン'!$AA$19/1000*HLOOKUP(E28,$AV$2:$AW$3,2,FALSE))","v":""},1,"",null,null,null,"",null,"入居率0の場合の補正値","使用量",{"$f":"IFERROR(IF(AE26>0,0,$AQ$25/$AQ$27*AI3),0)","v":0},{"$f":"IFERROR(IF(AF26>0,0,$AQ$25/$AQ$27*AJ3),0)","v":0},0,0,0,0,0,0,0,0,0,0,null,null,0,{"$f":"IFERROR(I28*$V28,0)","v":0},{"$f":"IFERROR(J28*$V28,0)","v":0},{"$f":"IFERROR(K28*$V28,0)","v":0},{"$f":"IFERROR(L28*$V28,0)","v":0},{"$f":"IFERROR(M28*$V28,0)","v":0},{"$f":"IFERROR(N28*$V28,0)","v":0},{"$f":"IFERROR(O28*$V28,0)","v":0},{"$f":"IFERROR(P28*$V28,0)","v":0},{"$f":"IFERROR(Q28*$V28,0)","v":0},{"$f":"IFERROR(R28*$V28,0)","v":0},{"$f":"IFERROR(S28*$V28,0)","v":0},null,null,0,0,0,0,0,0,0,0,0,0,0,0]
[null,18,null,null,null,null,null,null,null,null,null,null,null,null,null,null,null,null,null,"",{"$f":"IF(T29=\"\",\"\",T29*'2_メイン'!$AA$19/1000*HLOOKUP(E29,$AV$2:$AW$3,2,FALSE))","v":""},1,"",null,null,null,"",null,null,"CO2排出量",{"$f":"IFERROR(IF(AE24>0,0,$AQ$26/$AQ$27*AI3),0)","v":0},{"$f":"IFERROR(IF(AF24>0,0,$AQ$26/$AQ$27*AJ3),0)","v":0},0,0,0,0,0,0,0,0,0,0,null,null,0,0,0,0,0,0,0,0,0,0,0,0,null,null,0,0,0,0,0,0,0,0,0,0,0,0]
[null,19,null,null,null,null,null,null,null,null,null,null,null,null,null,null,null,null,null,"",{"$f":"IF(T30=\"\",\"\",T30*'2_メイン'!$AA$19/1000*HLOOKUP(E30,$AV$2:$AW$3,2,FALSE))","v":""},1,"",null,null,null,"",null,"採用値","使用量",{"$f":"AE25+AE28","v":0},{"$f":"AF25+AF28","v":0},0,0,0,0,0,0,0,0,0,0,{"$f":"SUM(AE30:AP30)","v":0},null,0,0,0,0,0,0,0,0,0,0,0,0,null,null,0,0,0,0,0,0,0,0,0,0,0,0]
[null,20,null,null,null,null,null,null,null,null,null,null,null,null,null,null,null,null,null,"",{"$f":"IF(T31=\"\",\"\",T31*'2_メイン'!$AA$19/1000*HLOOKUP(E31,$AV$2:$AW$3,2,FALSE))","v":""},1,"",null,null,null,"",null,null,"CO2排出量",{"$f":"AE26+AE29","v":0},{"$f":"AF26+AF29","v":0},0,0,0,0,0,0,0,0,0,0,{"$f":"SUM(AE31:AP31)","v":0},null,0,0,0,0,0,0,0,0,0,0,0,0,null,null,0,0,0,0,0,0,0,0,0,0,0,0]
[null,21,null,null,null,null,null,null,null,null,null,null,null,null,null,null,null,null,null,"",{"$f":"IF(T32=\"\",\"\",T32*'2_メイン'!$AA$19/1000*HLOOKUP(E32,$AV$2:$AW$3,2,FALSE))","v":""},1,"",null,null,null,"",null,"補正前",2017,{"$f":"SUMIF($G12:$G111,$AD32,AS12:AS111)","v":0},{"$f":"SUMIF($G12:$G111,$AD32,AT12:AT111)","v":0},0,0,0,0,0,0,0,0,0,0,{"$f":"SUM(AE32:AP32)","v":0},null,0,0,0,0,0,0,0,0,0,0,0,0,null,null,0,0,0,0,0,0,0,0,0,0,0,0]
[null,22,null,null,null,null,null,null,null,null,null,null,null,null,null,null,null,null,null,"",{"$f":"IF(T33=\"\",\"\",T33*'2_メイン'!$AA$19/1000*HLOOKUP(E33,$AV$2:$AW$3,2,FALSE))","v":""},1,"",null,null,null,"",null,null,null,{"$f":"SUMIF($G12:$G111,$AD32,BG12:BG111)","v":0},{"$f":"SUMIF($G12:$G111,$AD32,BH12:BH111)","v":0},0,0,0,0,0,0,0,0,0,0,{"$f":"SUM(AE33:AP33)","v":0},null,0,0,0,0,0,0,0,0,0,0,0,0,null,null,0,0,0,0,0,0,0,0,0,0,0,0]
[null,23,null,null,null,null,null,null,null,null,null,null,null,null,null,null,null,null,null,"",{"$f":"IF(T34=\"\",\"\",T34*'2_メイン'!$AA$19/1000*HLOOKUP(E34,$AV$2:$AW$3,2,FALSE))","v":""},1,"",null,null,null,"",null,"入居率",null,{"$f":"IF(SUMIF('7_テナント入居率'!$C$14:$C$43,$AD$32,'7_テナント入居率'!D14:D43)=0,0,SUMIF('7_テナント入居率'!$C$14:$C$43,$AD$32,'7_テナント入居率'!D14:D43))","v":0},{"$f":"IF(SUMIF('7_テナント入居率'!$C$14:$C$43,$AD$32,'7_テナント入居率'!E14:E43)=0,0,SUMIF('7_テナント入居率'!$C$14:$C$43,$AD$32,'7_テナント入居率'!E14:E43))","v":0},{"$f":"IF(SUMIF('7_テナント入居率'!$C$14:$C$43,$AD$32,'7_テナント入居率'!F14:F43)=0,0,SUMIF('7_テナント入居率'!$C$14:$C$43,$AD$32,'7_テナント入居率'!F14:F43))","v":0},{"$f":"IF(SUMIF('7_テナント入居率'!$C$14:$C$43,$AD$32,'7_テナント入居率'!G14:G43)=0,0,SUMIF('7_テナント入居率'!$C$14:$C$43,$AD$32,'7_テナント入居率'!G14:G43))","v":0},{"$f":"IF(SUMIF('7_テナント入居率'!$C$14:$C$43,$AD$32,'7_テナント入居率'!H14:H43)=0,0,SUMIF('7_テナント入居率'!$C$14:$C$43,$AD$32,'7_テナント入居率'!H14:H43))","v":0},{"$f":"IF(SUMIF('7_テナント入居率'!$C$14:$C$43,$AD$32,'7_テナント入居率'!I14:I43)=0,0,SUMIF('7_テナント入居率'!$C$14:$C$43,$AD$32,'7_テナント入居率'!I14:I43))","v":0},{"$f":"IF(SUMIF('7_テナント入居率'!$C$14:$C$43,$AD$32,'7_テナント入居率'!J14:J43)=0,0,SUMIF('7_テナント入居率'!$C$14:$C$43,$AD$32,'7_テナント入居率'!J14:J43))","v":0},{"$f":"IF(SUMIF('7_テナント入居率'!$C$14:$C$43,$AD$32,'7_テナント入居率'!K14:K43)=0,0,SUMIF('7_テナント入居率'!$C$14:$C$43,$AD$32,'7_テナント入居率'!K14:K43))","v":0},{"$f":"IF(SUMIF('7_テナント入居率'!$C$14:$C$43,$AD$32,'7_テナント入居率'!L14:L43)=0,0,SUMIF('7_テナント入居率'!$C$14:$C$43,$AD$32,'7_テナント入居率'!L14:L43))","v":0},{"$f":"IF(SUMIF('7_テナント入居率'!$C$14:$C$43,$AD$32,'7_テナント入居率'!M14:M43)=0,0,SUMIF('7_テナント入居率'!$C$14:$C$43,$AD$32,'7_テナント入居率'!M14:M43))","v":0},{"$f":"IF(SUMIF('7_テナント入居率'!$C$14:$C$43,$AD$32,'7_テナント入居率'!N14:N43)=0,0,SUMIF('7_テナント入居率'!$C$14:$C$43,$AD$32,'7_テナント入居率'!N14:N43))","v":0},{"$f":"IF(SUMIF('7_テナント入居率'!$C$14:$C$43,$AD$32,'7_テナント入居率'!O14:O43)=0,0,SUMIF('7_テナント入居率'!$C$14:$C$43,$AD$32,'7_テナント入居率'!O14:O43))","v":0},null,null,0,0,0,0,0,0,0,0,0,0,0,0,null,null,0,0,0,0,0,0,0,0,0,0,0,0]
[null,24,null,null,null,null,null,null,null,null,null,null,null,null,null,null,null,null,null,"",{"$f":"IF(T35=\"\",\"\",T35*'2_メイン'!$AA$19/1000*HLOOKUP(E35,$AV$2:$AW$3,2,FALSE))","v":""},1,"",null,null,null,"",null,"補正後","使用量",{"$f":"IFERROR(AE32*$AY$3/AE34+AE32*$AZ$3,0)","v":0},{"$f":"IFERROR(AF32*$AY$3/AF34+AF32*$AZ$3,0)","v":0},0,0,0,0,0,0,0,0,0,0,{"$f":"SUM(AE35:AP35)","v":0},null,0,0,0,0,0,0,0,0,0,0,0,0,null,null,0,0,0,0,0,0,0,0,0,0,0,0]
[null,25,null,null,null,null,null,null,null,null,null,null,null,null,null,null,null,null,null,"",{"$f":"IF(T36=\"\",\"\",T36*'2_メイン'!$AA$19/1000*HLOOKUP(E36,$AV$2:$AW$3,2,FALSE))","v":""},1,"",null,null,null,"",null,null,"CO2排出量",{"$f":"IFERROR(SUMIF($G$12:$G$111,$AD32,BG12:BG111)*'2_メイン'!$AA$19*$AY$3/1000/AE34+SUMIF($G$12:$G$111,$AD32,BG12:BG111)*'2_メイン'!$AA$19*$AZ$3/1000,0)","v":0},{"$f":"IFERROR(SUMIF($G$12:$G$111,$AD32,BH12:BH111)*'2_メイン'!$AA$19*$AY$3/1000/AF34+SUMIF($G$12:$G$111,$AD32,BH12:BH111)*'2_メイン'!$AA$19*$AZ$3/1000,0)","v":0},{"$f":"IFERROR(SUMIF($G$12:$G$111,$AD32,BI12:BI111)*'2_メイン'!$AA$19*$AY$3/1000/AG34+SUMIF($G$12:$G$111,$AD32,BI12:BI111)*'2_メイン'!$AA$19*$AZ$3/1000,0)","v":0},{"$f":"IFERROR(SUMIF($G$12:$G$111,$AD32,BJ12:BJ111)*'2_メイン'!$AA$19*$AY$3/1000/AH34+SUMIF($G$12:$G$111,$AD32,BJ12:BJ111)*'2_メイン'!$AA$19*$AZ$3/1000,0)","v":0},{"$f":"IFERROR(SUMIF($G$12:$G$111,$AD32,BK12:BK111)*'2_メイン'!$AA$19*$AY$3/1000/AI34+SUMIF($G$12:$G$111,$AD32,BK12:BK111)*'2_メイン'!$AA$19*$AZ$3/1000,0)","v":0},{"$f":"IFERROR(SUMIF($G$12:$G$111,$AD32,BL12:BL111)*'2_メイン'!$AA$19*$AY$3/1000/AJ34+SUMIF($G$12:$G$111,$AD32,BL12:BL111)*'2_メイン'!$AA$19*$AZ$3/1000,0)","v":0},{"$f":"IFERROR(SUMIF($G$12:$G$111,$AD32,BM12:BM111)*'2_メイン'!$AA$19*$AY$3/1000/AK34+SUMIF($G$12:$G$111,$AD32,BM12:BM111)*'2_メイン'!$AA$19*$AZ$3/1000,0)","v":0},{"$f":"IFERROR(SUMIF($G$12:$G$111,$AD32,BN12:BN111)*'2_メイン'!$AA$19*$AY$3/1000/AL34+SUMIF($G$12:$G$111,$AD32,BN12:BN111)*'2_メイン'!$AA$19*$AZ$3/1000,0)","v":0},{"$f":"IFERROR(SUMIF($G$12:$G$111,$AD32,BO12:BO111)*'2_メイン'!$AA$19*$AY$3/1000/AM34+SUMIF($G$12:$G$111,$AD32,BO12:BO111)*'2_メイン'!$AA$19*$AZ$3/1000,0)","v":0},{"$f":"IFERROR(SUMIF($G$12:$G$111,$AD32,BP12:BP111)*'2_メイン'!$AA$19*$AY$3/1000/AN34+SUMIF($G$12:$G$111,$AD32,BP12:BP111)*'2_メイン'!$AA$19*$AZ$3/1000,0)","v":0},{"$f":"IFERROR(SUMIF($G$12:$G$111,$AD32,BQ12:BQ111)*'2_メイン'!$AA$19*$AY$3/1000/AO34+SUMIF($G$12:$G$111,$AD32,BQ12:BQ111)*'2_メイン'!$AA$19*$AZ$3/1000,0)","v":0},{"$f":"IFERROR(SUMIF($G$12:$G$111,$AD32,BR12:BR111)*'2_メイン'!$AA$19*$AY$3/1000/AP34+SUMIF($G$12:$G$111,$AD32,BR12:BR111)*'2_メイン'!$AA$19*$AZ$3/1000,0)","v":0},{"$f":"SUM(AE36:AP36)","v":0},null,0,0,0,0,0,0,0,0,0,0,0,0,null,null,0,0,0,0,0,0,0,0,0,0,0,0]
[null,26,null,null,null,null,null,null,null,null,null,null,null,null,null,null,null,null,null,"",{"$f":"IF(T37=\"\",\"\",T37*'2_メイン'!$AA$19/1000*HLOOKUP(E37,$AV$2:$AW$3,2,FALSE))","v":""},1,"",null,null,null,"",null,"エネルギー月別割合",null,{"$f":"IF(AE34>0,AI$3,0)","v":0},{"$f":"IF(AF34>0,AJ$3,0)","v":0},0,0,0,0,0,0,0,0,0,0,{"$f":"SUM(AE37:AP37)","v":0},null,0,0,0,0,0,0,0,0,0,0,0,0,null,null,0,0,0,0,0,0,0,0,0,0,0,0]
[null,27,null,null,null,null,null,null,null,null,null,null,null,null,null,null,null,null,null,"",{"$f":"IF(T38=\"\",\"\",T38*'2_メイン'!$AA$19/1000*HLOOKUP(E38,$AV$2:$AW$3,2,FALSE))","v":""},1,"",null,null,null,"",null,"入居率0の場合の補正値","使用量",{"$f":"IFERROR(IF(AE36>0,0,$AQ$35/$AQ$37*AI3),0)","v":0},{"$f":"IFERROR(IF(AF36>0,0,$AQ$35/$AQ$37*AJ3),0)","v":0},0,0,0,0,0,0,0,0,0,0,null,null,0,0,0,0,0,0,0,0,0,0,0,0,null,null,0,0,0,0,0,0,0,0,0,0,0,0]
[null,28,null,null,null,null,null,null,null,null,null,null,null,null,null,null,null,null,null,"",{"$f":"IF(T39=\"\",\"\",T39*'2_メイン'!$AA$19/1000*HLOOKUP(E39,$AV$2:$AW$3,2,FALSE))","v":""},1,"",null,null,null,"",null,null,"CO2排出量",{"$f":"IFERROR(IF(AE34>0,0,$AQ$36/$AQ$37*AI3),0)","v":0},{"$f":"IFERROR(IF(AF34>0,0,$AQ$36/$AQ$37*AJ3),0)","v":0},0,0,0,0,0,0,0,0,0,0,null,null,0,0,0,0,0,0,0,0,0,0,0,0,null,null,0,0,0,0,0,0,0,0,0,0,0,0]
[null,29,null,null,null,null,null,null,null,null,null,null,null,null,null,null,null,null,null,"",{"$f":"IF(T40=\"\",\"\",T40*'2_メイン'!$AA$19/1000*HLOOKUP(E40,$AV$2:$AW$3,2,FALSE))","v":""},1,"",null,null,null,"",null,"採用値","使用量",{"$f":"AE35+AE38","v":0},{"$f":"AF35+AF38","v":0},0,0,0,0,0,0,0,0,0,0,{"$f":"SUM(AE40:AP40)","v":0},null,0,0,0,0,0,0,0,0,0,0,0,0,null,null,0,0,0,0,0,0,0,0,0,0,0,0]
[null,30,null,null,null,null,null,null,null,null,null,null,null,null,null,null,null,null,null,"",{"$f":"IF(T41=\"\",\"\",T41*'2_メイン'!$AA$19/1000*HLOOKUP(E41,$AV$2:$AW$3,2,FALSE))","v":""},1,"",null,null,null,"",null,null,"CO2排出量",{"$f":"AE36+AE39","v":0},{"$f":"AF36+AF39","v":0},0,0,0,0,0,0,0,0,0,0,{"$f":"SUM(AE41:AP41)","v":0},null,0,0,0,0,0,0,0,0,0,0,0,0,null,null,0,0,0,0,0,0,0,0,0,0,0,0]
[null,31,null,null,null,null,null,null,null,null,null,null,null,null,null,null,null,null,null,"",{"$f":"IF(T42=\"\",\"\",T42*'2_メイン'!$AA$19/1000*HLOOKUP(E42,$AV$2:$AW$3,2,FALSE))","v":""},1,"",null,null,null,"",null,"補正前",2018,{"$f":"SUMIF($G12:$G111,$AD42,AS12:AS111)","v":0},{"$f":"SUMIF($G12:$G111,$AD42,AT12:AT111)","v":0},0,0,0,0,0,0,0,0,0,{"$f":"SUMIF($G12:$G111,$AD42,BD12:BD111)","v":0},{"$f":"SUM(AE42:AP42)","v":0},null,0,0,0,0,0,0,0,0,0,0,0,0,null,null,0,0,0,0,0,0,0,0,0,0,0,0]
[null,32,null,null,null,null,null,null,null,null,null,null,null,null,null,null,null,null,null,"",{"$f":"IF(T43=\"\",\"\",T43*'2_メイン'!$AA$19/1000*HLOOKUP(E43,$AV$2:$AW$3,2,FALSE))","v":""},1,"",null,null,null,"",null,null,null,{"$f":"SUMIF($G12:$G111,$AD42,BG12:BG111)","v":0},{"$f":"SUMIF($G12:$G111,$AD42,BH12:BH111)","v":0},0,0,0,0,0,0,0,0,0,{"$f":"SUMIF($G12:$G111,$AD42,BR12:BR111)","v":0},{"$f":"SUM(AE43:AP43)","v":0},null,0,0,0,0,0,0,0,0,0,0,0,0,null,null,0,0,0,0,0,0,0,0,0,0,0,0]
[null,33,null,null,null,null,null,null,null,null,null,null,null,null,null,null,null,null,null,"",{"$f":"IF(T44=\"\",\"\",T44*'2_メイン'!$AA$19/1000*HLOOKUP(E44,$AV$2:$AW$3,2,FALSE))","v":""},1,"",null,null,null,{"$f":"IF(T44=\"\",\"\",T44*45*IF(F44=\"\",1,-1))","v":""},null,"入居率",null,{"$f":"IF(SUMIF('7_テナント入居率'!$C$14:$C$43,$AD$42,'7_テナント入居率'!D14:D43)=0,0,SUMIF('7_テナント入居率'!$C$14:$C$43,$AD$42,'7_テナント入居率'!D14:D43))","v":0},{"$f":"IF(SUMIF('7_テナント入居率'!$C$14:$C$43,$AD$42,'7_テナント入居率'!E14:E43)=0,0,SUMIF('7_テナント入居率'!$C$14:$C$43,$AD$42,'7_テナント入居率'!E14:E43))","v":0},{"$f":"IF(SUMIF('7_テナント入居率'!$C$14:$C$43,$AD$42,'7_テナント入居率'!F14:F43)=0,0,SUMIF('7_テナント入居率'!$C$14:$C$43,$AD$42,'7_テナント入居率'!F14:F43))","v":0},{"$f":"IF(SUMIF('7_テナント入居率'!$C$14:$C$43,$AD$42,'7_テナント入居率'!G14:G43)=0,0,SUMIF('7_テナント入居率'!$C$14:$C$43,$AD$42,'7_テナント入居率'!G14:G43))","v":0},{"$f":"IF(SUMIF('7_テナント入居率'!$C$14:$C$43,$AD$42,'7_テナント入居率'!H14:H43)=0,0,SUMIF('7_テナント入居率'!$C$14:$C$43,$AD$42,'7_テナント入居率'!H14:H43))","v":0},{"$f":"IF(SUMIF('7_テナント入居率'!$C$14:$C$43,$AD$42,'7_テナント入居率'!I14:I43)=0,0,SUMIF('7_テナント入居率'!$C$14:$C$43,$AD$42,'7_テナント入居率'!I14:I43))","v":0},{"$f":"IF(SUMIF('7_テナント入居率'!$C$14:$C$43,$AD$42,'7_テナント入居率'!J14:J43)=0,0,SUMIF('7_テナント入居率'!$C$14:$C$43,$AD$42,'7_テナント入居率'!J14:J43))","v":0},{"$f":"IF(SUMIF('7_テナント入居率'!$C$14:$C$43,$AD$42,'7_テナント入居率'!K14:K43)=0,0,SUMIF('7_テナント入居率'!$C$14:$C$43,$AD$42,'7_テナント入居率'!K14:K43))","v":0},{"$f":"IF(SUMIF('7_テナント入居率'!$C$14:$C$43,$AD$42,'7_テナント入居率'!L14:L43)=0,0,SUMIF('7_テナント入居率'!$C$14:$C$43,$AD$42,'7_テナント入居率'!L14:L43))","v":0},{"$f":"IF(SUMIF('7_テナント入居率'!$C$14:$C$43,$AD$42,'7_テナント入居率'!M14:M43)=0,0,SUMIF('7_テナント入居率'!$C$14:$C$43,$AD$42,'7_テナント入居率'!M14:M43))","v":0},{"$f":"IF(SUMIF('7_テナント入居率'!$C$14:$C$43,$AD$42,'7_テナント入居率'!N14:N43)=0,0,SUMIF('7_テナント入居率'!$C$14:$C$43,$AD$42,'7_テナント入居率'!N14:N43))","v":0},{"$f":"IF(SUMIF('7_テナント入居率'!$C$14:$C$43,$AD$42,'7_テナント入居率'!O14:O43)=0,0,SUMIF('7_テナント入居率'!$C$14:$C$43,$AD$42,'7_テナント入居率'!O14:O43))","v":0},null,null,0,0,0,0,0,0,0,0,0,0,0,0,null,null,{"$f":"IFERROR(H44*$V44*HLOOKUP($E44,$AV$2:$AW$3,2,FALSE),0)","v":0},{"$f":"IFERROR(I44*$V44*HLOOKUP($E44,$AV$2:$AW$3,2,FALSE),0)","v":0},{"$f":"IFERROR(J44*$V44*HLOOKUP($E44,$AV$2:$AW$3,2,FALSE),0)","v":0},{"$f":"IFERROR(K44*$V44*HLOOKUP($E44,$AV$2:$AW$3,2,FALSE),0)","v":0},{"$f":"IFERROR(L44*$V44*HLOOKUP($E44,$AV$2:$AW$3,2,FALSE),0)","v":0},{"$f":"IFERROR(M44*$V44*HLOOKUP($E44,$AV$2:$AW$3,2,FALSE),0)","v":0},{"$f":"IFERROR(N44*$V44*HLOOKUP($E44,$AV$2:$AW$3,2,FALSE),0)","v":0},{"$f":"IFERROR(O44*$V44*HLOOKUP($E44,$AV$2:$AW$3,2,FALSE),0)","v":0},{"$f":"IFERROR(P44*$V44*HLOOKUP($E44,$AV$2:$AW$3,2,FALSE),0)","v":0},{"$f":"IFERROR(Q44*$V44*HLOOKUP($E44,$AV$2:$AW$3,2,FALSE),0)","v":0},{"$f":"IFERROR(R44*$V44*HLOOKUP($E44,$AV$2:$AW$3,2,FALSE),0)","v":0},{"$f":"IFERROR(S44*$V44*HLOOKUP($E44,$AV$2:$AW$3,2,FALSE),0)","v":0}]
[null,34,null,null,null,null,null,null,null,null,null,null,null,null,null,null,null,null,null,"",{"$f":"IF(T45=\"\",\"\",T45*'2_メイン'!$AA$19/1000*HLOOKUP(E45,$AV$2:$AW$3,2,FALSE))","v":""},1,"",null,null,null,"",null,"補正後","使用量",{"$f":"IFERROR(AE42*$AY$3/AE44+AE42*$AZ$3,0)","v":0},{"$f":"IFERROR(AF42*$AY$3/AF44+AF42*$AZ$3,0)","v":0},0,0,0,0,0,0,0,0,0,0,{"$f":"SUM(AE45:AP45)","v":0},null,0,0,0,0,0,0,0,0,0,0,0,0,null,null,0,0,0,0,0,0,0,0,0,0,0,0]
[null,35,null,null,null,null,null,null,null,null,null,null,null,null,null,null,null,null,null,"",{"$f":"IF(T46=\"\",\"\",T46*'2_メイン'!$AA$19/1000*HLOOKUP(E46,$AV$2:$AW$3,2,FALSE))","v":""},1,"",null,null,null,"",null,null,"CO2排出量",{"$f":"IFERROR(SUMIF($G$12:$G$111,$AD42,BG12:BG111)*'2_メイン'!$AA$19*$AY$3/1000/AE44+SUMIF($G$12:$G$111,$AD42,BG12:BG111)*'2_メイン'!$AA$19*$AZ$3/1000,0)","v":0},{"$f":"IFERROR(SUMIF($G$12:$G$111,$AD42,BH12:BH111)*'2_メイン'!$AA$19*$AY$3/1000/AF44+SUMIF($G$12:$G$111,$AD42,BH12:BH111)*'2_メイン'!$AA$19*$AZ$3/1000,0)","v":0},{"$f":"IFERROR(SUMIF($G$12:$G$111,$AD42,BI12:BI111)*'2_メイン'!$AA$19*$AY$3/1000/AG44+SUMIF($G$12:$G$111,$AD42,BI12:BI111)*'2_メイン'!$AA$19*$AZ$3/1000,0)","v":0},{"$f":"IFERROR(SUMIF($G$12:$G$111,$AD42,BJ12:BJ111)*'2_メイン'!$AA$19*$AY$3/1000/AH44+SUMIF($G$12:$G$111,$AD42,BJ12:BJ111)*'2_メイン'!$AA$19*$AZ$3/1000,0)","v":0},{"$f":"IFERROR(SUMIF($G$12:$G$111,$AD42,BK12:BK111)*'2_メイン'!$AA$19*$AY$3/1000/AI44+SUMIF($G$12:$G$111,$AD42,BK12:BK111)*'2_メイン'!$AA$19*$AZ$3/1000,0)","v":0},{"$f":"IFERROR(SUMIF($G$12:$G$111,$AD42,BL12:BL111)*'2_メイン'!$AA$19*$AY$3/1000/AJ44+SUMIF($G$12:$G$111,$AD42,BL12:BL111)*'2_メイン'!$AA$19*$AZ$3/1000,0)","v":0},{"$f":"IFERROR(SUMIF($G$12:$G$111,$AD42,BM12:BM111)*'2_メイン'!$AA$19*$AY$3/1000/AK44+SUMIF($G$12:$G$111,$AD42,BM12:BM111)*'2_メイン'!$AA$19*$AZ$3/1000,0)","v":0},{"$f":"IFERROR(SUMIF($G$12:$G$111,$AD42,BN12:BN111)*'2_メイン'!$AA$19*$AY$3/1000/AL44+SUMIF($G$12:$G$111,$AD42,BN12:BN111)*'2_メイン'!$AA$19*$AZ$3/1000,0)","v":0},{"$f":"IFERROR(SUMIF($G$12:$G$111,$AD42,BO12:BO111)*'2_メイン'!$AA$19*$AY$3/1000/AM44+SUMIF($G$12:$G$111,$AD42,BO12:BO111)*'2_メイン'!$AA$19*$AZ$3/1000,0)","v":0},{"$f":"IFERROR(SUMIF($G$12:$G$111,$AD42,BP12:BP111)*'2_メイン'!$AA$19*$AY$3/1000/AN44+SUMIF($G$12:$G$111,$AD42,BP12:BP111)*'2_メイン'!$AA$19*$AZ$3/1000,0)","v":0},{"$f":"IFERROR(SUMIF($G$12:$G$111,$AD42,BQ12:BQ111)*'2_メイン'!$AA$19*$AY$3/1000/AO44+SUMIF($G$12:$G$111,$AD42,BQ12:BQ111)*'2_メイン'!$AA$19*$AZ$3/1000,0)","v":0},{"$f":"IFERROR(SUMIF($G$12:$G$111,$AD42,BR12:BR111)*'2_メイン'!$AA$19*$AY$3/1000/AP44+SUMIF($G$12:$G$111,$AD42,BR12:BR111)*'2_メイン'!$AA$19*$AZ$3/1000,0)","v":0},{"$f":"SUM(AE46:AP46)","v":0},null,0,0,0,0,0,0,0,0,0,0,0,0,null,null,0,0,0,0,0,0,0,0,0,0,0,0]
[null,36,null,null,null,null,null,null,null,null,null,null,null,null,null,null,null,null,null,"",{"$f":"IF(T47=\"\",\"\",T47*'2_メイン'!$AA$19/1000*HLOOKUP(E47,$AV$2:$AW$3,2,FALSE))","v":""},1,"",null,null,null,"",null,"エネルギー月別割合",null,{"$f":"IF(AE44>0,AI$3,0)","v":0},{"$f":"IF(AF44>0,AJ$3,0)","v":0},0,0,0,0,0,0,0,0,0,{"$f":"IF(AP44>0,AT$3,0)","v":0},{"$f":"SUM(AE47:AP47)","v":0},null,0,0,0,0,0,0,0,0,0,0,0,0,null,null,0,0,0,0,0,0,0,0,0,0,0,0]
[null,37,null,null,null,null,null,null,null,null,null,null,null,null,null,null,null,null,null,"",{"$f":"IF(T48=\"\",\"\",T48*'2_メイン'!$AA$19/1000*HLOOKUP(E48,$AV$2:$AW$3,2,FALSE))","v":""},1,"",null,null,null,"",null,"入居率0の場合の補正値","使用量",{"$f":"IFERROR(IF(AE46>0,0,$AQ$45/$AQ$47*AI3),0)","v":0},{"$f":"IFERROR(IF(AF46>0,0,$AQ$45/$AQ$47*AJ3),0)","v":0},0,0,0,0,0,0,0,0,0,{"$f":"IFERROR(IF(AP46>0,0,$AQ$45/$AQ$47*AT3),0)","v":0},null,null,0,0,0,0,0,0,0,0,0,0,0,0,null,null,0,0,0,0,0,0,0,0,0,0,0,0]
[null,38,null,null,null,null,null,null,null,null,null,null,null,null,null,null,null,null,null,"",{"$f":"IF(T49=\"\",\"\",T49*'2_メイン'!$AA$19/1000*HLOOKUP(E49,$AV$2:$AW$3,2,FALSE))","v":""},1,"",null,null,null,"",null,null,"CO2排出量",{"$f":"IFERROR(IF(AE44>0,0,$AQ$46/$AQ$47*AI3),0)","v":0},{"$f":"IFERROR(IF(AF44>0,0,$AQ$46/$AQ$47*AJ3),0)","v":0},0,0,0,0,0,0,0,0,0,{"$f":"IFERROR(IF(AP44>0,0,$AQ$46/$AQ$47*AT3),0)","v":0},null,null,0,0,0,0,0,0,0,0,0,0,0,0,null,null,0,0,0,0,0,0,0,0,0,0,0,0]
[null,39,null,null,null,null,null,null,null,null,null,null,null,null,null,null,null,null,null,"",{"$f":"IF(T50=\"\",\"\",T50*'2_メイン'!$AA$19/1000*HLOOKUP(E50,$AV$2:$AW$3,2,FALSE))","v":""},1,"",null,null,null,"",null,"採用値","使用量",{"$f":"AE45+AE48","v":0},{"$f":"AF45+AF48","v":0},0,0,0,0,0,0,0,0,0,{"$f":"AP45+AP48","v":0},{"$f":"SUM(AE50:AP50)","v":0},null,0,0,0,0,0,0,0,0,0,0,0,0,null,null,0,0,0,0,0,0,0,0,0,0,0,0]
[null,40,null,null,null,null,null,null,null,null,null,null,null,null,null,null,null,null,null,"",{"$f":"IF(T51=\"\",\"\",T51*'2_メイン'!$AA$19/1000*HLOOKUP(E51,$AV$2:$AW$3,2,FALSE))","v":""},1,"",null,null,null,"",null,null,"CO2排出量",{"$f":"AE46+AE49","v":0},{"$f":"AF46+AF49","v":0},0,0,0,0,0,0,0,0,0,{"$f":"AP46+AP49","v":0},{"$f":"SUM(AE51:AP51)","v":0},null,0,0,0,0,0,0,0,0,0,0,0,0,null,null,0,0,0,0,0,0,0,0,0,0,0,0]
[null,41,null,null,null,null,null,null,null,null,null,null,null,null,null,null,null,null,null,"",{"$f":"IF(T52=\"\",\"\",T52*'2_メイン'!$AA$19/1000*HLOOKUP(E52,$AV$2:$AW$3,2,FALSE))","v":""},1,"",null,null,null,"",null,"補正前",2019,{"$f":"SUMIF($G12:$G111,$AD52,AS12:AS111)","v":0},{"$f":"SUMIF($G12:$G111,$AD52,AT12:AT111)","v":0},0,0,0,0,0,0,0,0,0,{"$f":"SUMIF($G12:$G111,$AD52,BD12:BD111)","v":0},{"$f":"SUM(AE52:AP52)","v":0},null,0,0,0,0,0,0,0,0,0,0,0,0,null,null,0,0,0,0,0,0,0,0,0,0,0,0]
[null,42,null,null,null,null,null,null,null,null,null,null,null,null,null,null,null,null,null,"",{"$f":"IF(T53=\"\",\"\",T53*'2_メイン'!$AA$19/1000*HLOOKUP(E53,$AV$2:$AW$3,2,FALSE))","v":""},1,"",null,null,null,"",null,null,null,{"$f":"SUMIF($G12:$G111,$AD52,BG12:BG111)","v":0},{"$f":"SUMIF($G12:$G111,$AD52,BH12:BH111)","v":0},0,0,0,0,0,0,0,0,0,{"$f":"SUMIF($G12:$G111,$AD52,BR12:BR111)","v":0},{"$f":"SUM(AE53:AP53)","v":0},null,0,0,0,0,0,0,0,0,0,0,0,0,null,null,0,0,0,0,0,0,0,0,0,0,0,0]
[null,43,null,null,null,null,null,null,null,null,null,null,null,null,null,null,null,null,null,"",{"$f":"IF(T54=\"\",\"\",T54*'2_メイン'!$AA$19/1000*HLOOKUP(E54,$AV$2:$AW$3,2,FALSE))","v":""},1,"",null,null,null,"",null,"入居率",null,{"$f":"IF(SUMIF('7_テナント入居率'!$C$14:$C$43,$AD$52,'7_テナント入居率'!D14:D43)=0,0,SUMIF('7_テナント入居率'!$C$14:$C$43,$AD$52,'7_テナント入居率'!D14:D43))","v":0},{"$f":"IF(SUMIF('7_テナント入居率'!$C$14:$C$43,$AD$52,'7_テナント入居率'!E14:E43)=0,0,SUMIF('7_テナント入居率'!$C$14:$C$43,$AD$52,'7_テナント入居率'!E14:E43))","v":0},{"$f":"IF(SUMIF('7_テナント入居率'!$C$14:$C$43,$AD$52,'7_テナント入居率'!F14:F43)=0,0,SUMIF('7_テナント入居率'!$C$14:$C$43,$AD$52,'7_テナント入居率'!F14:F43))","v":0},{"$f":"IF(SUMIF('7_テナント入居率'!$C$14:$C$43,$AD$52,'7_テナント入居率'!G14:G43)=0,0,SUMIF('7_テナント入居率'!$C$14:$C$43,$AD$52,'7_テナント入居率'!G14:G43))","v":0},{"$f":"IF(SUMIF('7_テナント入居率'!$C$14:$C$43,$AD$52,'7_テナント入居率'!H14:H43)=0,0,SUMIF('7_テナント入居率'!$C$14:$C$43,$AD$52,'7_テナント入居率'!H14:H43))","v":0},{"$f":"IF(SUMIF('7_テナント入居率'!$C$14:$C$43,$AD$52,'7_テナント入居率'!I14:I43)=0,0,SUMIF('7_テナント入居率'!$C$14:$C$43,$AD$52,'7_テナント入居率'!I14:I43))","v":0},{"$f":"IF(SUMIF('7_テナント入居率'!$C$14:$C$43,$AD$52,'7_テナント入居率'!J14:J43)=0,0,SUMIF('7_テナント入居率'!$C$14:$C$43,$AD$52,'7_テナント入居率'!J14:J43))","v":0},{"$f":"IF(SUMIF('7_テナント入居率'!$C$14:$C$43,$AD$52,'7_テナント入居率'!K14:K43)=0,0,SUMIF('7_テナント入居率'!$C$14:$C$43,$AD$52,'7_テナント入居率'!K14:K43))","v":0},{"$f":"IF(SUMIF('7_テナント入居率'!$C$14:$C$43,$AD$52,'7_テナント入居率'!L14:L43)=0,0,SUMIF('7_テナント入居率'!$C$14:$C$43,$AD$52,'7_テナント入居率'!L14:L43))","v":0},{"$f":"IF(SUMIF('7_テナント入居率'!$C$14:$C$43,$AD$52,'7_テナント入居率'!M14:M43)=0,0,SUMIF('7_テナント入居率'!$C$14:$C$43,$AD$52,'7_テナント入居率'!M14:M43))","v":0},{"$f":"IF(SUMIF('7_テナント入居率'!$C$14:$C$43,$AD$52,'7_テナント入居率'!N14:N43)=0,0,SUMIF('7_テナント入居率'!$C$14:$C$43,$AD$52,'7_テナント入居率'!N14:N43))","v":0},{"$f":"IF(SUMIF('7_テナント入居率'!$C$14:$C$43,$AD$52,'7_テナント入居率'!O14:O43)=0,0,SUMIF('7_テナント入居率'!$C$14:$C$43,$AD$52,'7_テナント入居率'!O14:O43))","v":0},null,null,0,0,0,0,0,0,0,0,0,0,0,0,null,null,0,0,0,0,0,0,0,0,0,0,0,0]
[null,44,null,null,null,null,null,null,null,null,null,null,null,null,null,null,null,null,null,"",{"$f":"IF(T55=\"\",\"\",T55*'2_メイン'!$AA$19/1000*HLOOKUP(E55,$AV$2:$AW$3,2,FALSE))","v":""},1,"",null,null,null,"",null,"補正後","使用量",{"$f":"IFERROR(AE52*$AY$3/AE54+AE52*$AZ$3,0)","v":0},{"$f":"IFERROR(AF52*$AY$3/AF54+AF52*$AZ$3,0)","v":0},0,0,0,0,0,0,0,0,0,0,{"$f":"SUM(AE55:AP55)","v":0},null,0,0,0,0,0,0,0,0,0,0,0,0,null,null,0,0,0,0,0,0,0,0,0,0,0,0]
[null,45,null,null,null,null,null,null,null,null,null,null,null,null,null,null,null,null,null,"",{"$f":"IF(T56=\"\",\"\",T56*'2_メイン'!$AA$19/1000*HLOOKUP(E56,$AV$2:$AW$3,2,FALSE))","v":""},1,"",null,null,null,"",null,null,"CO2排出量",{"$f":"IFERROR(SUMIF($G$12:$G$111,$AD52,BG12:BG111)*'2_メイン'!$AA$19*$AY$3/1000/AE54+SUMIF($G$12:$G$111,$AD52,BG12:BG111)*'2_メイン'!$AA$19*$AZ$3/1000,0)","v":0},{"$f":"IFERROR(SUMIF($G$12:$G$111,$AD52,BH12:BH111)*'2_メイン'!$AA$19*$AY$3/1000/AF54+SUMIF($G$12:$G$111,$AD52,BH12:BH111)*'2_メイン'!$AA$19*$AZ$3/1000,0)","v":0},{"$f":"IFERROR(SUMIF($G$12:$G$111,$AD52,BI12:BI111)*'2_メイン'!$AA$19*$AY$3/1000/AG54+SUMIF($G$12:$G$111,$AD52,BI12:BI111)*'2_メイン'!$AA$19*$AZ$3/1000,0)","v":0},{"$f":"IFERROR(SUMIF($G$12:$G$111,$AD52,BJ12:BJ111)*'2_メイン'!$AA$19*$AY$3/1000/AH54+SUMIF($G$12:$G$111,$AD52,BJ12:BJ111)*'2_メイン'!$AA$19*$AZ$3/1000,0)","v":0},{"$f":"IFERROR(SUMIF($G$12:$G$111,$AD52,BK12:BK111)*'2_メイン'!$AA$19*$AY$3/1000/AI54+SUMIF($G$12:$G$111,$AD52,BK12:BK111)*'2_メイン'!$AA$19*$AZ$3/1000,0)","v":0},{"$f":"IFERROR(SUMIF($G$12:$G$111,$AD52,BL12:BL111)*'2_メイン'!$AA$19*$AY$3/1000/AJ54+SUMIF($G$12:$G$111,$AD52,BL12:BL111)*'2_メイン'!$AA$19*$AZ$3/1000,0)","v":0},{"$f":"IFERROR(SUMIF($G$12:$G$111,$AD52,BM12:BM111)*'2_メイン'!$AA$19*$AY$3/1000/AK54+SUMIF($G$12:$G$111,$AD52,BM12:BM111)*'2_メイン'!$AA$19*$AZ$3/1000,0)","v":0},{"$f":"IFERROR(SUMIF($G$12:$G$111,$AD52,BN12:BN111)*'2_メイン'!$AA$19*$AY$3/1000/AL54+SUMIF($G$12:$G$111,$AD52,BN12:BN111)*'2_メイン'!$AA$19*$AZ$3/1000,0)","v":0},{"$f":"IFERROR(SUMIF($G$12:$G$111,$AD52,BO12:BO111)*'2_メイン'!$AA$19*$AY$3/1000/AM54+SUMIF($G$12:$G$111,$AD52,BO12:BO111)*'2_メイン'!$AA$19*$AZ$3/1000,0)","v":0},{"$f":"IFERROR(SUMIF($G$12:$G$111,$AD52,BP12:BP111)*'2_メイン'!$AA$19*$AY$3/1000/AN54+SUMIF($G$12:$G$111,$AD52,BP12:BP111)*'2_メイン'!$AA$19*$AZ$3/1000,0)","v":0},{"$f":"IFERROR(SUMIF($G$12:$G$111,$AD52,BQ12:BQ111)*'2_メイン'!$AA$19*$AY$3/1000/AO54+SUMIF($G$12:$G$111,$AD52,BQ12:BQ111)*'2_メイン'!$AA$19*$AZ$3/1000,0)","v":0},{"$f":"IFERROR(SUMIF($G$12:$G$111,$AD52,BR12:BR111)*'2_メイン'!$AA$19*$AY$3/1000/AP54+SUMIF($G$12:$G$111,$AD52,BR12:BR111)*'2_メイン'!$AA$19*$AZ$3/1000,0)","v":0},{"$f":"SUM(AE56:AP56)","v":0},null,0,0,0,0,0,0,0,0,0,0,0,0,null,null,0,0,0,0,0,0,0,0,0,0,0,0]
[null,46,null,null,null,null,null,null,null,null,null,null,null,null,null,null,null,null,null,"",{"$f":"IF(T57=\"\",\"\",T57*'2_メイン'!$AA$19/1000*HLOOKUP(E57,$AV$2:$AW$3,2,FALSE))","v":""},1,"",null,null,null,"",null,"エネルギー月別割合",null,{"$f":"IF(AE54>0,AI$3,0)","v":0},{"$f":"IF(AF54>0,AJ$3,0)","v":0},0,0,0,0,0,0,0,0,0,{"$f":"IF(AP54>0,AT$3,0)","v":0},{"$f":"SUM(AE57:AP57)","v":0},null,0,0,0,0,0,0,0,0,0,0,0,0,null,null,0,0,0,0,0,0,0,0,0,0,0,0]
[null,47,null,null,null,null,null,null,null,null,null,null,null,null,null,null,null,null,null,"",{"$f":"IF(T58=\"\",\"\",T58*'2_メイン'!$AA$19/1000*HLOOKUP(E58,$AV$2:$AW$3,2,FALSE))","v":""},1,"",null,null,null,"",null,"入居率0の場合の補正値","使用量",{"$f":"IFERROR(IF(AE56>0,0,$AQ$55/$AQ$57*AI3),0)","v":0},{"$f":"IFERROR(IF(AF56>0,0,$AQ$55/$AQ$57*AJ3),0)","v":0},0,0,0,0,0,0,0,0,0,{"$f":"IFERROR(IF(AP56>0,0,$AQ$55/$AQ$57*AT3),0)","v":0},null,null,0,0,0,0,0,0,0,0,0,0,0,0,null,null,0,0,0,0,0,0,0,0,0,0,0,0]
[null,48,null,null,null,null,null,null,null,null,null,null,null,null,null,null,null,null,null,"",{"$f":"IF(T59=\"\",\"\",T59*'2_メイン'!$AA$19/1000*HLOOKUP(E59,$AV$2:$AW$3,2,FALSE))","v":""},1,"",null,null,null,"",null,null,"CO2排出量",{"$f":"IFERROR(IF(AE54>0,0,$AQ$56/$AQ$57*AI3),0)","v":0},{"$f":"IFERROR(IF(AF54>0,0,$AQ$56/$AQ$57*AJ3),0)","v":0},0,0,0,0,0,0,0,0,0,{"$f":"IFERROR(IF(AP54>0,0,$AQ$56/$AQ$57*AT3),0)","v":0},null,null,0,0,0,0,0,0,0,0,0,0,0,0,null,null,0,0,0,0,0,0,0,0,0,0,0,0]
[null,49,null,null,null,null,null,null,null,null,null,null,null,null,null,null,null,null,null,"",{"$f":"IF(T60=\"\",\"\",T60*'2_メイン'!$AA$19/1000*HLOOKUP(E60,$AV$2:$AW$3,2,FALSE))","v":""},1,"",null,null,null,"",null,"採用値","使用量",{"$f":"AE55+AE58","v":0},{"$f":"AF55+AF58","v":0},0,0,0,0,0,0,0,0,0,{"$f":"AP55+AP58","v":0},{"$f":"SUM(AE60:AP60)","v":0},null,0,0,0,0,0,0,0,0,0,0,0,0,null,null,0,0,0,0,0,0,0,0,0,0,0,0]
[null,50,null,null,null,null,null,null,null,null,null,null,null,null,null,null,null,null,null,"",{"$f":"IF(T61=\"\",\"\",T61*'2_メイン'!$AA$19/1000*HLOOKUP(E61,$AV$2:$AW$3,2,FALSE))","v":""},1,"",null,null,null,"",null,null,"CO2排出量",{"$f":"AE56+AE59","v":0},{"$f":"AF56+AF59","v":0},0,0,0,0,0,0,0,0,0,{"$f":"AP56+AP59","v":0},{"$f":"SUM(AE61:AP61)","v":0},null,0,0,0,0,0,0,0,0,0,0,0,0,null,null,0,0,0,0,0,0,0,0,0,0,0,0]
[null,51,null,null,null,null,null,null,null,null,null,null,null,null,null,null,null,null,null,"",{"$f":"IF(T62=\"\",\"\",T62*'2_メイン'!$AA$19/1000*HLOOKUP(E62,$AV$2:$AW$3,2,FALSE))","v":""},1,"",null,null,null,"",null,"補正前",2020,{"$f":"SUMIF($G12:$G111,$AD62,AS12:AS111)","v":0},{"$f":"SUMIF($G12:$G111,$AD62,AT12:AT111)","v":0},0,0,0,0,0,0,0,0,0,{"$f":"SUMIF($G12:$G111,$AD62,BD12:BD111)","v":0},{"$f":"SUM(AE62:AP62)","v":0},null,0,0,0,0,0,0,0,0,0,0,0,0,null,null,0,0,0,0,0,0,0,0,0,0,0,0]
[null,52,null,null,null,null,null,null,null,null,null,null,null,null,null,null,null,null,null,"",{"$f":"IF(T63=\"\",\"\",T63*'2_メイン'!$AA$19/1000*HLOOKUP(E63,$AV$2:$AW$3,2,FALSE))","v":""},1,"",null,null,null,"",null,null,null,{"$f":"SUMIF($G12:$G111,$AD62,BG12:BG111)","v":0},{"$f":"SUMIF($G12:$G111,$AD62,BH12:BH111)","v":0},0,0,0,0,0,0,0,0,0,{"$f":"SUMIF($G12:$G111,$AD62,BR12:BR111)","v":0},{"$f":"SUM(AE63:AP63)","v":0},null,0,0,0,0,0,0,0,0,0,0,0,0,null,null,0,0,0,0,0,0,0,0,0,0,0,0]
[null,53,null,null,null,null,null,null,null,null,null,null,null,null,null,null,null,null,null,"",{"$f":"IF(T64=\"\",\"\",T64*'2_メイン'!$AA$19/1000*HLOOKUP(E64,$AV$2:$AW$3,2,FALSE))","v":""},1,"",null,null,null,"",null,"入居率",null,{"$f":"IF(SUMIF('7_テナント入居率'!$C$14:$C$43,$AD$62,'7_テナント入居率'!D14:D43)=0,0,SUMIF('7_テナント入居率'!$C$14:$C$43,$AD$62,'7_テナント入居率'!D14:D43))","v":0},{"$f":"IF(SUMIF('7_テナント入居率'!$C$14:$C$43,$AD$62,'7_テナント入居率'!E14:E43)=0,0,SUMIF('7_テナント入居率'!$C$14:$C$43,$AD$62,'7_テナント入居率'!E14:E43))","v":0},{"$f":"IF(SUMIF('7_テナント入居率'!$C$14:$C$43,$AD$62,'7_テナント入居率'!F14:F43)=0,0,SUMIF('7_テナント入居率'!$C$14:$C$43,$AD$62,'7_テナント入居率'!F14:F43))","v":0},{"$f":"IF(SUMIF('7_テナント入居率'!$C$14:$C$43,$AD$62,'7_テナント入居率'!G14:G43)=0,0,SUMIF('7_テナント入居率'!$C$14:$C$43,$AD$62,'7_テナント入居率'!G14:G43))","v":0},{"$f":"IF(SUMIF('7_テナント入居率'!$C$14:$C$43,$AD$62,'7_テナント入居率'!H14:H43)=0,0,SUMIF('7_テナント入居率'!$C$14:$C$43,$AD$62,'7_テナント入居率'!H14:H43))","v":0},{"$f":"IF(SUMIF('7_テナント入居率'!$C$14:$C$43,$AD$62,'7_テナント入居率'!I14:I43)=0,0,SUMIF('7_テナント入居率'!$C$14:$C$43,$AD$62,'7_テナント入居率'!I14:I43))","v":0},{"$f":"IF(SUMIF('7_テナント入居率'!$C$14:$C$43,$AD$62,'7_テナント入居率'!J14:J43)=0,0,SUMIF('7_テナント入居率'!$C$14:$C$43,$AD$62,'7_テナント入居率'!J14:J43))","v":0},{"$f":"IF(SUMIF('7_テナント入居率'!$C$14:$C$43,$AD$62,'7_テナント入居率'!K14:K43)=0,0,SUMIF('7_テナント入居率'!$C$14:$C$43,$AD$62,'7_テナント入居率'!K14:K43))","v":0},{"$f":"IF(SUMIF('7_テナント入居率'!$C$14:$C$43,$AD$62,'7_テナント入居率'!L14:L43)=0,0,SUMIF('7_テナント入居率'!$C$14:$C$43,$AD$62,'7_テナント入居率'!L14:L43))","v":0},{"$f":"IF(SUMIF('7_テナント入居率'!$C$14:$C$43,$AD$62,'7_テナント入居率'!M14:M43)=0,0,SUMIF('7_テナント入居率'!$C$14:$C$43,$AD$62,'7_テナント入居率'!M14:M43))","v":0},{"$f":"IF(SUMIF('7_テナント入居率'!$C$14:$C$43,$AD$62,'7_テナント入居率'!N14:N43)=0,0,SUMIF('7_テナント入居率'!$C$14:$C$43,$AD$62,'7_テナント入居率'!N14:N43))","v":0},{"$f":"IF(SUMIF('7_テナント入居率'!$C$14:$C$43,$AD$62,'7_テナント入居率'!O14:O43)=0,0,SUMIF('7_テナント入居率'!$C$14:$C$43,$AD$62,'7_テナント入居率'!O14:O43))","v":0},null,null,0,0,0,0,0,0,0,0,0,0,0,0,null,null,0,0,0,0,0,0,0,0,0,0,0,0]
[null,54,null,null,null,null,null,null,null,null,null,null,null,null,null,null,null,null,null,"",{"$f":"IF(T65=\"\",\"\",T65*'2_メイン'!$AA$19/1000*HLOOKUP(E65,$AV$2:$AW$3,2,FALSE))","v":""},1,"",null,null,null,"",null,"補正後","使用量",{"$f":"IFERROR(AE62*$AY$3/AE64+AE62*$AZ$3,0)","v":0},{"$f":"IFERROR(AF62*$AY$3/AF64+AF62*$AZ$3,0)","v":0},0,0,0,0,0,0,0,0,0,0,{"$f":"SUM(AE65:AP65)","v":0},null,0,0,0,0,0,0,0,0,0,0,0,0,null,null,0,0,0,0,0,0,0,0,0,0,0,0]
[null,55,null,null,null,null,null,null,null,null,null,null,null,null,null,null,null,null,null,"",{"$f":"IF(T66=\"\",\"\",T66*'2_メイン'!$AA$19/1000*HLOOKUP(E66,$AV$2:$AW$3,2,FALSE))","v":""},1,"",null,null,null,"",null,null,"CO2排出量",{"$f":"IFERROR(SUMIF($G$12:$G$111,$AD62,BG12:BG111)*'2_メイン'!$AA$19*$AY$3/1000/AE64+SUMIF($G$12:$G$111,$AD62,BG12:BG111)*'2_メイン'!$AA$19*$AZ$3/1000,0)","v":0},{"$f":"IFERROR(SUMIF($G$12:$G$111,$AD62,BH12:BH111)*'2_メイン'!$AA$19*$AY$3/1000/AF64+SUMIF($G$12:$G$111,$AD62,BH12:BH111)*'2_メイン'!$AA$19*$AZ$3/1000,0)","v":0},{"$f":"IFERROR(SUMIF($G$12:$G$111,$AD62,BI12:BI111)*'2_メイン'!$AA$19*$AY$3/1000/AG64+SUMIF($G$12:$G$111,$AD62,BI12:BI111)*'2_メイン'!$AA$19*$AZ$3/1000,0)","v":0},{"$f":"IFERROR(SUMIF($G$12:$G$111,$AD62,BJ12:BJ111)*'2_メイン'!$AA$19*$AY$3/1000/AH64+SUMIF($G$12:$G$111,$AD62,BJ12:BJ111)*'2_メイン'!$AA$19*$AZ$3/1000,0)","v":0},{"$f":"IFERROR(SUMIF($G$12:$G$111,$AD62,BK12:BK111)*'2_メイン'!$AA$19*$AY$3/1000/AI64+SUMIF($G$12:$G$111,$AD62,BK12:BK111)*'2_メイン'!$AA$19*$AZ$3/1000,0)","v":0},{"$f":"IFERROR(SUMIF($G$12:$G$111,$AD62,BL12:BL111)*'2_メイン'!$AA$19*$AY$3/1000/AJ64+SUMIF($G$12:$G$111,$AD62,BL12:BL111)*'2_メイン'!$AA$19*$AZ$3/1000,0)","v":0},{"$f":"IFERROR(SUMIF($G$12:$G$111,$AD62,BM12:BM111)*'2_メイン'!$AA$19*$AY$3/1000/AK64+SUMIF($G$12:$G$111,$AD62,BM12:BM111)*'2_メイン'!$AA$19*$AZ$3/1000,0)","v":0},{"$f":"IFERROR(SUMIF($G$12:$G$111,$AD62,BN12:BN111)*'2_メイン'!$AA$19*$AY$3/1000/AL64+SUMIF($G$12:$G$111,$AD62,BN12:BN111)*'2_メイン'!$AA$19*$AZ$3/1000,0)","v":0},{"$f":"IFERROR(SUMIF($G$12:$G$111,$AD62,BO12:BO111)*'2_メイン'!$AA$19*$AY$3/1000/AM64+SUMIF($G$12:$G$111,$AD62,BO12:BO111)*'2_メイン'!$AA$19*$AZ$3/1000,0)","v":0},{"$f":"IFERROR(SUMIF($G$12:$G$111,$AD62,BP12:BP111)*'2_メイン'!$AA$19*$AY$3/1000/AN64+SUMIF($G$12:$G$111,$AD62,BP12:BP111)*'2_メイン'!$AA$19*$AZ$3/1000,0)","v":0},{"$f":"IFERROR(SUMIF($G$12:$G$111,$AD62,BQ12:BQ111)*'2_メイン'!$AA$19*$AY$3/1000/AO64+SUMIF($G$12:$G$111,$AD62,BQ12:BQ111)*'2_メイン'!$AA$19*$AZ$3/1000,0)","v":0},{"$f":"IFERROR(SUMIF($G$12:$G$111,$AD62,BR12:BR111)*'2_メイン'!$AA$19*$AY$3/1000/AP64+SUMIF($G$12:$G$111,$AD62,BR12:BR111)*'2_メイン'!$AA$19*$AZ$3/1000,0)","v":0},{"$f":"SUM(AE66:AP66)","v":0},null,0,0,0,0,0,0,0,0,0,0,0,0,null,null,0,0,0,0,0,0,0,0,0,0,0,0]
[null,56,null,null,null,null,null,null,null,null,null,null,null,null,null,null,null,null,null,"",{"$f":"IF(T67=\"\",\"\",T67*'2_メイン'!$AA$19/1000*HLOOKUP(E67,$AV$2:$AW$3,2,FALSE))","v":""},1,"",null,null,null,"",null,"エネルギー月別割合",null,{"$f":"IF(AE64>0,AI$3,0)","v":0},{"$f":"IF(AF64>0,AJ$3,0)","v":0},0,0,0,0,0,0,0,0,0,{"$f":"IF(AP64>0,AT$3,0)","v":0},{"$f":"SUM(AE67:AP67)","v":0},null,0,0,0,0,0,0,0,0,0,0,0,0,null,null,0,0,0,0,0,0,0,0,0,0,0,0]
[null,57,null,null,null,null,null,null,null,null,null,null,null,null,null,null,null,null,null,"",{"$f":"IF(T68=\"\",\"\",T68*'2_メイン'!$AA$19/1000*HLOOKUP(E68,$AV$2:$AW$3,2,FALSE))","v":""},1,"",null,null,null,"",null,"入居率0の場合の補正値","使用量",{"$f":"IFERROR(IF(AE66>0,0,$AQ$65/$AQ$67*AI3),0)","v":0},{"$f":"IFERROR(IF(AF66>0,0,$AQ$65/$AQ$67*AJ3),0)","v":0},0,0,0,0,0,0,0,0,0,{"$f":"IFERROR(IF(AP66>0,0,$AQ$65/$AQ$67*AT3),0)","v":0},null,null,0,0,0,0,0,0,0,0,0,0,0,0,null,null,0,0,0,0,0,0,0,0,0,0,0,0]
[null,58,null,null,null,null,null,null,null,null,null,null,null,null,null,null,null,null,null,"",{"$f":"IF(T69=\"\",\"\",T69*'2_メイン'!$AA$19/1000*HLOOKUP(E69,$AV$2:$AW$3,2,FALSE))","v":""},1,"",null,null,null,"",null,null,"CO2排出量",{"$f":"IFERROR(IF(AE64>0,0,$AQ$66/$AQ$67*AI3),0)","v":0},{"$f":"IFERROR(IF(AF64>0,0,$AQ$66/$AQ$67*AJ3),0)","v":0},0,0,0,0,0,0,0,0,0,{"$f":"IFERROR(IF(AP64>0,0,$AQ$66/$AQ$67*AT3),0)","v":0},null,null,0,0,0,0,0,0,0,0,0,0,0,0,null,null,0,0,0,0,0,0,0,0,0,0,0,0]
[null,59,null,null,null,null,null,null,null,null,null,null,null,null,null,null,null,null,null,"",{"$f":"IF(T70=\"\",\"\",T70*'2_メイン'!$AA$19/1000*HLOOKUP(E70,$AV$2:$AW$3,2,FALSE))","v":""},1,"",null,null,null,"",null,"採用値","使用量",{"$f":"AE65+AE68","v":0},{"$f":"AF65+AF68","v":0},0,0,0,0,0,0,0,0,0,{"$f":"AP65+AP68","v":0},{"$f":"SUM(AE70:AP70)","v":0},null,0,0,0,0,0,0,0,0,0,0,0,0,null,null,0,0,0,0,0,0,0,0,0,0,0,0]
[null,60,null,null,null,null,null,null,null,null,null,null,null,null,null,null,null,null,null,"",{"$f":"IF(T71=\"\",\"\",T71*'2_メイン'!$AA$19/1000*HLOOKUP(E71,$AV$2:$AW$3,2,FALSE))","v":""},1,"",null,null,null,"",null,null,"CO2排出量",{"$f":"AE66+AE69","v":0},{"$f":"AF66+AF69","v":0},0,0,0,0,0,0,0,0,0,{"$f":"AP66+AP69","v":0},{"$f":"SUM(AE71:AP71)","v":0},null,0,0,0,0,0,0,0,0,0,0,0,0,null,null,0,0,0,0,0,0,0,0,0,0,0,0]
[null,61,null,null,null,null,null,null,null,null,null,null,null,null,null,null,null,null,null,"",{"$f":"IF(T72=\"\",\"\",T72*'2_メイン'!$AA$19/1000*HLOOKUP(E72,$AV$2:$AW$3,2,FALSE))","v":""},1,"",null,null,null,"",null,"補正前",2021,{"$f":"SUMIF($G12:$G111,$AD72,AS12:AS111)","v":0},{"$f":"SUMIF($G12:$G111,$AD72,AT12:AT111)","v":0},0,0,0,0,0,0,0,0,0,{"$f":"SUMIF($G12:$G111,$AD72,BD12:BD111)","v":0},{"$f":"SUM(AE72:AP72)","v":0},null,0,0,0,0,0,0,0,0,0,0,0,0,null,null,0,0,0,0,0,0,0,0,0,0,0,0]
[null,62,null,null,null,null,null,null,null,null,null,null,null,null,null,null,null,null,null,"",{"$f":"IF(T73=\"\",\"\",T73*'2_メイン'!$AA$19/1000*HLOOKUP(E73,$AV$2:$AW$3,2,FALSE))","v":""},1,"",null,null,null,"",null,null,null,{"$f":"SUMIF($G12:$G111,$AD72,BG12:BG111)","v":0},{"$f":"SUMIF($G12:$G111,$AD72,BH12:BH111)","v":0},0,0,0,0,0,0,0,0,0,{"$f":"SUMIF($G12:$G111,$AD72,BR12:BR111)","v":0},{"$f":"SUM(AE73:AP73)","v":0},null,0,0,0,0,0,0,0,0,0,0,0,0,null,null,0,0,0,0,0,0,0,0,0,0,0,0]
[null,63,null,null,null,null,null,null,null,null,null,null,null,null,null,null,null,null,null,"",{"$f":"IF(T74=\"\",\"\",T74*'2_メイン'!$AA$19/1000*HLOOKUP(E74,$AV$2:$AW$3,2,FALSE))","v":""},1,"",null,null,null,"",null,"入居率",null,{"$f":"IF(SUMIF('7_テナント入居率'!$C$14:$C$43,$AD$72,'7_テナント入居率'!D14:D43)=0,0,SUMIF('7_テナント入居率'!$C$14:$C$43,$AD$72,'7_テナント入居率'!D14:D43))","v":0},{"$f":"IF(SUMIF('7_テナント入居率'!$C$14:$C$43,$AD$72,'7_テナント入居率'!E14:E43)=0,0,SUMIF('7_テナント入居率'!$C$14:$C$43,$AD$72,'7_テナント入居率'!E14:E43))","v":0},{"$f":"IF(SUMIF('7_テナント入居率'!$C$14:$C$43,$AD$72,'7_テナント入居率'!F14:F43)=0,0,SUMIF('7_テナント入居率'!$C$14:$C$43,$AD$72,'7_テナント入居率'!F14:F43))","v":0},{"$f":"IF(SUMIF('7_テナント入居率'!$C$14:$C$43,$AD$72,'7_テナント入居率'!G14:G43)=0,0,SUMIF('7_テナント入居率'!$C$14:$C$43,$AD$72,'7_テナント入居率'!G14:G43))","v":0},{"$f":"IF(SUMIF('7_テナント入居率'!$C$14:$C$43,$AD$72,'7_テナント入居率'!H14:H43)=0,0,SUMIF('7_テナント入居率'!$C$14:$C$43,$AD$72,'7_テナント入居率'!H14:H43))","v":0},{"$f":"IF(SUMIF('7_テナント入居率'!$C$14:$C$43,$AD$72,'7_テナント入居率'!I14:I43)=0,0,SUMIF('7_テナント入居率'!$C$14:$C$43,$AD$72,'7_テナント入居率'!I14:I43))","v":0},{"$f":"IF(SUMIF('7_テナント入居率'!$C$14:$C$43,$AD$72,'7_テナント入居率'!J14:J43)=0,0,SUMIF('7_テナント入居率'!$C$14:$C$43,$AD$72,'7_テナント入居率'!J14:J43))","v":0},{"$f":"IF(SUMIF('7_テナント入居率'!$C$14:$C$43,$AD$72,'7_テナント入居率'!K14:K43)=0,0,SUMIF('7_テナント入居率'!$C$14:$C$43,$AD$72,'7_テナント入居率'!K14:K43))","v":0},{"$f":"IF(SUMIF('7_テナント入居率'!$C$14:$C$43,$AD$72,'7_テナント入居率'!L14:L43)=0,0,SUMIF('7_テナント入居率'!$C$14:$C$43,$AD$72,'7_テナント入居率'!L14:L43))","v":0},{"$f":"IF(SUMIF('7_テナント入居率'!$C$14:$C$43,$AD$72,'7_テナント入居率'!M14:M43)=0,0,SUMIF('7_テナント入居率'!$C$14:$C$43,$AD$72,'7_テナント入居率'!M14:M43))","v":0},{"$f":"IF(SUMIF('7_テナント入居率'!$C$14:$C$43,$AD$72,'7_テナント入居率'!N14:N43)=0,0,SUMIF('7_テナント入居率'!$C$14:$C$43,$AD$72,'7_テナント入居率'!N14:N43))","v":0},{"$f":"IF(SUMIF('7_テナント入居率'!$C$14:$C$43,$AD$72,'7_テナント入居率'!O14:O43)=0,0,SUMIF('7_テナント入居率'!$C$14:$C$43,$AD$72,'7_テナント入居率'!O14:O43))","v":0},null,null,0,0,0,0,0,0,0,0,0,0,0,0,null,null,0,0,0,0,0,0,0,0,0,0,0,0]
[null,64,null,null,null,null,null,null,null,null,null,null,null,null,null,null,null,null,null,"",{"$f":"IF(T75=\"\",\"\",T75*'2_メイン'!$AA$19/1000*HLOOKUP(E75,$AV$2:$AW$3,2,FALSE))","v":""},1,"",null,null,null,"",null,"補正後","使用量",{"$f":"IFERROR(AE72*$AY$3/AE74+AE72*$AZ$3,0)","v":0},{"$f":"IFERROR(AF72*$AY$3/AF74+AF72*$AZ$3,0)","v":0},0,0,0,0,0,0,0,0,0,0,{"$f":"SUM(AE75:AP75)","v":0},null,0,0,0,0,0,0,0,0,0,0,0,0,null,null,0,0,0,0,0,0,0,0,0,0,0,0]
[null,65,null,null,null,null,null,null,null,null,null,null,null,null,null,null,null,null,null,"",{"$f":"IF(T76=\"\",\"\",T76*'2_メイン'!$AA$19/1000*HLOOKUP(E76,$AV$2:$AW$3,2,FALSE))","v":""},1,"",null,null,null,{"$f":"IF(T76=\"\",\"\",T76*45*IF(F76=\"\",1,-1))","v":""},null,null,"CO2排出量",{"$f":"IFERROR(SUMIF($G$12:$G$111,$AD72,BG12:BG111)*'2_メイン'!$AA$19*$AY$3/1000/AE74+SUMIF($G$12:$G$111,$AD72,BG12:BG111)*'2_メイン'!$AA$19*$AZ$3/1000,0)","v":0},{"$f":"IFERROR(SUMIF($G$12:$G$111,$AD72,BH12:BH111)*'2_メイン'!$AA$19*$AY$3/1000/AF74+SUMIF($G$12:$G$111,$AD72,BH12:BH111)*'2_メイン'!$AA$19*$AZ$3/1000,0)","v":0},{"$f":"IFERROR(SUMIF($G$12:$G$111,$AD72,BI12:BI111)*'2_メイン'!$AA$19*$AY$3/1000/AG74+SUMIF($G$12:$G$111,$AD72,BI12:BI111)*'2_メイン'!$AA$19*$AZ$3/1000,0)","v":0},{"$f":"IFERROR(SUMIF($G$12:$G$111,$AD72,BJ12:BJ111)*'2_メイン'!$AA$19*$AY$3/1000/AH74+SUMIF($G$12:$G$111,$AD72,BJ12:BJ111)*'2_メイン'!$AA$19*$AZ$3/1000,0)","v":0},{"$f":"IFERROR(SUMIF($G$12:$G$111,$AD72,BK12:BK111)*'2_メイン'!$AA$19*$AY$3/1000/AI74+SUMIF($G$12:$G$111,$AD72,BK12:BK111)*'2_メイン'!$AA$19*$AZ$3/1000,0)","v":0},{"$f":"IFERROR(SUMIF($G$12:$G$111,$AD72,BL12:BL111)*'2_メイン'!$AA$19*$AY$3/1000/AJ74+SUMIF($G$12:$G$111,$AD72,BL12:BL111)*'2_メイン'!$AA$19*$AZ$3/1000,0)","v":0},{"$f":"IFERROR(SUMIF($G$12:$G$111,$AD72,BM12:BM111)*'2_メイン'!$AA$19*$AY$3/1000/AK74+SUMIF($G$12:$G$111,$AD72,BM12:BM111)*'2_メイン'!$AA$19*$AZ$3/1000,0)","v":0},{"$f":"IFERROR(SUMIF($G$12:$G$111,$AD72,BN12:BN111)*'2_メイン'!$AA$19*$AY$3/1000/AL74+SUMIF($G$12:$G$111,$AD72,BN12:BN111)*'2_メイン'!$AA$19*$AZ$3/1000,0)","v":0},{"$f":"IFERROR(SUMIF($G$12:$G$111,$AD72,BO12:BO111)*'2_メイン'!$AA$19*$AY$3/1000/AM74+SUMIF($G$12:$G$111,$AD72,BO12:BO111)*'2_メイン'!$AA$19*$AZ$3/1000,0)","v":0},{"$f":"IFERROR(SUMIF($G$12:$G$111,$AD72,BP12:BP111)*'2_メイン'!$AA$19*$AY$3/1000/AN74+SUMIF($G$12:$G$111,$AD72,BP12:BP111)*'2_メイン'!$AA$19*$AZ$3/1000,0)","v":0},{"$f":"IFERROR(SUMIF($G$12:$G$111,$AD72,BQ12:BQ111)*'2_メイン'!$AA$19*$AY$3/1000/AO74+SUMIF($G$12:$G$111,$AD72,BQ12:BQ111)*'2_メイン'!$AA$19*$AZ$3/1000,0)","v":0},{"$f":"IFERROR(SUMIF($G$12:$G$111,$AD72,BR12:BR111)*'2_メイン'!$AA$19*$AY$3/1000/AP74+SUMIF($G$12:$G$111,$AD72,BR12:BR111)*'2_メイン'!$AA$19*$AZ$3/1000,0)","v":0},{"$f":"SUM(AE76:AP76)","v":0},null,0,0,0,0,0,0,0,0,0,0,0,0,null,null,{"$f":"IFERROR(H76*$V76*HLOOKUP($E76,$AV$2:$AW$3,2,FALSE),0)","v":0},{"$f":"IFERROR(I76*$V76*HLOOKUP($E76,$AV$2:$AW$3,2,FALSE),0)","v":0},{"$f":"IFERROR(J76*$V76*HLOOKUP($E76,$AV$2:$AW$3,2,FALSE),0)","v":0},{"$f":"IFERROR(K76*$V76*HLOOKUP($E76,$AV$2:$AW$3,2,FALSE),0)","v":0},{"$f":"IFERROR(L76*$V76*HLOOKUP($E76,$AV$2:$AW$3,2,FALSE),0)","v":0},{"$f":"IFERROR(M76*$V76*HLOOKUP($E76,$AV$2:$AW$3,2,FALSE),0)","v":0},{"$f":"IFERROR(N76*$V76*HLOOKUP($E76,$AV$2:$AW$3,2,FALSE),0)","v":0},{"$f":"IFERROR(O76*$V76*HLOOKUP($E76,$AV$2:$AW$3,2,FALSE),0)","v":0},{"$f":"IFERROR(P76*$V76*HLOOKUP($E76,$AV$2:$AW$3,2,FALSE),0)","v":0},{"$f":"IFERROR(Q76*$V76*HLOOKUP($E76,$AV$2:$AW$3,2,FALSE),0)","v":0},{"$f":"IFERROR(R76*$V76*HLOOKUP($E76,$AV$2:$AW$3,2,FALSE),0)","v":0},{"$f":"IFERROR(S76*$V76*HLOOKUP($E76,$AV$2:$AW$3,2,FALSE),0)","v":0}]
[null,66,null,null,null,null,null,null,null,null,null,null,null,null,null,null,null,null,null,{"$f":"IF(OR(H77=\"\",I77=\"\",J77=\"\",K77=\"\",L77=\"\",M77=\"\",N77=\"\",O77=\"\",P77=\"\",Q77=\"\",R77=\"\",S77=\"\"),\"\",SUM(H77:S77))","v":""},{"$f":"IF(T77=\"\",\"\",T77*'2_メイン'!$AA$19/1000*HLOOKUP(E77,$AV$2:$AW$3,2,FALSE))","v":""},{"$f":"IF(F77=\"\",1,-1)","v":1},{"$f":"IF(U77=\"\",\"\",U77*V77)","v":""},null,null,null,"",null,"エネルギー月別割合",null,{"$f":"IF(AE74>0,AI$3,0)","v":0},{"$f":"IF(AF74>0,AJ$3,0)","v":0},0,0,0,0,0,0,0,0,0,{"$f":"IF(AP74>0,AT$3,0)","v":0},{"$f":"SUM(AE77:AP77)","v":0},null,{"$f":"IFERROR(H77*$V77,0)","v":0},0,0,0,0,0,0,0,0,0,0,0,null,null,0,0,0,0,0,0,0,0,0,0,0,0]
[null,67,null,null,null,null,null,null,null,null,null,null,null,null,null,null,null,null,null,"",{"$f":"IF(T78=\"\",\"\",T78*'2_メイン'!$AA$19/1000*HLOOKUP(E78,$AV$2:$AW$3,2,FALSE))","v":""},1,"",null,null,null,"",null,"入居率0の場合の補正値","使用量",{"$f":"IFERROR(IF(AE76>0,0,$AQ$75/$AQ$77*AI3),0)","v":0},{"$f":"IFERROR(IF(AF76>0,0,$AQ$75/$AQ$77*AJ3),0)","v":0},0,0,0,0,0,0,0,0,0,{"$f":"IFERROR(IF(AP76>0,0,$AQ$75/$AQ$77*AT3),0)","v":0},null,null,0,0,0,0,0,0,0,0,0,0,0,0,null,null,0,0,0,0,0,0,0,0,0,0,0,0]
[null,68,null,null,null,null,null,null,null,null,null,null,null,null,null,null,null,null,null,"",{"$f":"IF(T79=\"\",\"\",T79*'2_メイン'!$AA$19/1000*HLOOKUP(E79,$AV$2:$AW$3,2,FALSE))","v":""},1,"",null,null,null,"",null,null,"CO2排出量",{"$f":"IFERROR(IF(AE74>0,0,$AQ$76/$AQ$77*AI3),0)","v":0},{"$f":"IFERROR(IF(AF74>0,0,$AQ$76/$AQ$77*AJ3),0)","v":0},0,0,0,0,0,0,0,0,0,{"$f":"IFERROR(IF(AP74>0,0,$AQ$76/$AQ$77*AT3),0)","v":0},null,null,0,0,0,0,0,0,0,0,0,0,0,0,null,null,0,0,0,0,0,0,0,0,0,0,0,0]
[null,69,null,null,null,null,null,null,null,null,null,null,null,null,null,null,null,null,null,"",{"$f":"IF(T80=\"\",\"\",T80*'2_メイン'!$AA$19/1000*HLOOKUP(E80,$AV$2:$AW$3,2,FALSE))","v":""},1,"",null,null,null,"",null,"採用値","使用量",{"$f":"AE75+AE78","v":0},{"$f":"AF75+AF78","v":0},0,0,0,0,0,0,0,0,0,{"$f":"AP75+AP78","v":0},{"$f":"SUM(AE80:AP80)","v":0},null,0,0,0,0,0,0,0,0,0,0,0,0,null,null,0,0,0,0,0,0,0,0,0,0,0,0]
[null,70,null,null,null,null,null,null,null,null,null,null,null,null,null,null,null,null,null,"",{"$f":"IF(T81=\"\",\"\",T81*'2_メイン'!$AA$19/1000*HLOOKUP(E81,$AV$2:$AW$3,2,FALSE))","v":""},1,"",null,null,null,"",null,null,"CO2排出量",{"$f":"AE76+AE79","v":0},{"$f":"AF76+AF79","v":0},0,0,0,0,0,0,0,0,0,{"$f":"AP76+AP79","v":0},{"$f":"SUM(AE81:AP81)","v":0},null,0,0,0,0,0,0,0,0,0,0,0,0,null,null,0,0,0,0,0,0,0,0,0,0,0,0]
[null,71,null,null,null,null,null,null,null,null,null,null,null,null,null,null,null,null,null,"",{"$f":"IF(T82=\"\",\"\",T82*'2_メイン'!$AA$19/1000*HLOOKUP(E82,$AV$2:$AW$3,2,FALSE))","v":""},1,"",null,null,null,"",null,"補正前",2022,{"$f":"SUMIF($G12:$G111,$AD82,AS12:AS111)","v":0},{"$f":"SUMIF($G12:$G111,$AD82,AT12:AT111)","v":0},0,0,0,0,0,0,0,0,0,{"$f":"SUMIF($G12:$G111,$AD82,BD12:BD111)","v":0},{"$f":"SUM(AE82:AP82)","v":0},null,0,0,0,0,0,0,0,0,0,0,0,0,null,null,0,0,0,0,0,0,0,0,0,0,0,0]
[null,72,null,null,null,null,null,null,null,null,null,null,null,null,null,null,null,null,null,"",{"$f":"IF(T83=\"\",\"\",T83*'2_メイン'!$AA$19/1000*HLOOKUP(E83,$AV$2:$AW$3,2,FALSE))","v":""},1,"",null,null,null,"",null,null,null,{"$f":"SUMIF($G12:$G111,$AD82,BG12:BG111)","v":0},{"$f":"SUMIF($G12:$G111,$AD82,BH12:BH111)","v":0},0,0,0,0,0,0,0,0,0,{"$f":"SUMIF($G12:$G111,$AD82,BR12:BR111)","v":0},{"$f":"SUM(AE83:AP83)","v":0},null,0,0,0,0,0,0,0,0,0,0,0,0,null,null,0,0,0,0,0,0,0,0,0,0,0,0]
[null,73,null,null,null,null,null,null,null,null,null,null,null,null,null,null,null,null,null,"",{"$f":"IF(T84=\"\",\"\",T84*'2_メイン'!$AA$19/1000*HLOOKUP(E84,$AV$2:$AW$3,2,FALSE))","v":""},1,"",null,null,null,"",null,"入居率",null,{"$f":"IF(SUMIF('7_テナント入居率'!$C$14:$C$43,$AD$82,'7_テナント入居率'!D14:D43)=0,0,SUMIF('7_テナント入居率'!$C$14:$C$43,$AD$82,'7_テナント入居率'!D14:D43))","v":0},{"$f":"IF(SUMIF('7_テナント入居率'!$C$14:$C$43,$AD$82,'7_テナント入居率'!E14:E43)=0,0,SUMIF('7_テナント入居率'!$C$14:$C$43,$AD$82,'7_テナント入居率'!E14:E43))","v":0},{"$f":"IF(SUMIF('7_テナント入居率'!$C$14:$C$43,$AD$82,'7_テナント入居率'!F14:F43)=0,0,SUMIF('7_テナント入居率'!$C$14:$C$43,$AD$82,'7_テナント入居率'!F14:F43))","v":0},{"$f":"IF(SUMIF('7_テナント入居率'!$C$14:$C$43,$AD$82,'7_テナント入居率'!G14:G43)=0,0,SUMIF('7_テナント入居率'!$C$14:$C$43,$AD$82,'7_テナント入居率'!G14:G43))","v":0},{"$f":"IF(SUMIF('7_テナント入居率'!$C$14:$C$43,$AD$82,'7_テナント入居率'!H14:H43)=0,0,SUMIF('7_テナント入居率'!$C$14:$C$43,$AD$82,'7_テナント入居率'!H14:H43))","v":0},{"$f":"IF(SUMIF('7_テナント入居率'!$C$14:$C$43,$AD$82,'7_テナント入居率'!I14:I43)=0,0,SUMIF('7_テナント入居率'!$C$14:$C$43,$AD$82,'7_テナント入居率'!I14:I43))","v":0},{"$f":"IF(SUMIF('7_テナント入居率'!$C$14:$C$43,$AD$82,'7_テナント入居率'!J14:J43)=0,0,SUMIF('7_テナント入居率'!$C$14:$C$43,$AD$82,'7_テナント入居率'!J14:J43))","v":0},{"$f":"IF(SUMIF('7_テナント入居率'!$C$14:$C$43,$AD$82,'7_テナント入居率'!K14:K43)=0,0,SUMIF('7_テナント入居率'!$C$14:$C$43,$AD$82,'7_テナント入居率'!K14:K43))","v":0},{"$f":"IF(SUMIF('7_テナント入居率'!$C$14:$C$43,$AD$82,'7_テナント入居率'!L14:L43)=0,0,SUMIF('7_テナント入居率'!$C$14:$C$43,$AD$82,'7_テナント入居率'!L14:L43))","v":0},{"$f":"IF(SUMIF('7_テナント入居率'!$C$14:$C$43,$AD$82,'7_テナント入居率'!M14:M43)=0,0,SUMIF('7_テナント入居率'!$C$14:$C$43,$AD$82,'7_テナント入居率'!M14:M43))","v":0},{"$f":"IF(SUMIF('7_テナント入居率'!$C$14:$C$43,$AD$82,'7_テナント入居率'!N14:N43)=0,0,SUMIF('7_テナント入居率'!$C$14:$C$43,$AD$82,'7_テナント入居率'!N14:N43))","v":0},{"$f":"IF(SUMIF('7_テナント入居率'!$C$14:$C$43,$AD$82,'7_テナント入居率'!O14:O43)=0,0,SUMIF('7_テナント入居率'!$C$14:$C$43,$AD$82,'7_テナント入居率'!O14:O43))","v":0},null,null,0,0,0,0,0,0,0,0,0,0,0,0,null,null,0,0,0,0,0,0,0,0,0,0,0,0]
[null,74,null,null,null,null,null,null,null,null,null,null,null,null,null,null,null,null,null,"",{"$f":"IF(T85=\"\",\"\",T85*'2_メイン'!$AA$19/1000*HLOOKUP(E85,$AV$2:$AW$3,2,FALSE))","v":""},1,"",null,null,null,"",null,"補正後","使用量",{"$f":"IFERROR(AE82*$AY$3/AE84+AE82*$AZ$3,0)","v":0},{"$f":"IFERROR(AF82*$AY$3/AF84+AF82*$AZ$3,0)","v":0},0,0,0,0,0,0,0,0,0,0,{"$f":"SUM(AE85:AP85)","v":0},null,0,0,0,0,0,0,0,0,0,0,0,0,null,null,0,0,0,0,0,0,0,0,0,0,0,0]
[null,75,null,null,null,null,null,null,null,null,null,null,null,null,null,null,null,null,null,"",{"$f":"IF(T86=\"\",\"\",T86*'2_メイン'!$AA$19/1000*HLOOKUP(E86,$AV$2:$AW$3,2,FALSE))","v":""},1,"",null,null,null,"",null,null,"CO2排出量",{"$f":"IFERROR(SUMIF($G$12:$G$111,$AD82,BG12:BG111)*'2_メイン'!$AA$19*$AY$3/1000/AE84+SUMIF($G$12:$G$111,$AD82,BG12:BG111)*'2_メイン'!$AA$19*$AZ$3/1000,0)","v":0},{"$f":"IFERROR(SUMIF($G$12:$G$111,$AD82,BH12:BH111)*'2_メイン'!$AA$19*$AY$3/1000/AF84+SUMIF($G$12:$G$111,$AD82,BH12:BH111)*'2_メイン'!$AA$19*$AZ$3/1000,0)","v":0},{"$f":"IFERROR(SUMIF($G$12:$G$111,$AD82,BI12:BI111)*'2_メイン'!$AA$19*$AY$3/1000/AG84+SUMIF($G$12:$G$111,$AD82,BI12:BI111)*'2_メイン'!$AA$19*$AZ$3/1000,0)","v":0},{"$f":"IFERROR(SUMIF($G$12:$G$111,$AD82,BJ12:BJ111)*'2_メイン'!$AA$19*$AY$3/1000/AH84+SUMIF($G$12:$G$111,$AD82,BJ12:BJ111)*'2_メイン'!$AA$19*$AZ$3/1000,0)","v":0},{"$f":"IFERROR(SUMIF($G$12:$G$111,$AD82,BK12:BK111)*'2_メイン'!$AA$19*$AY$3/1000/AI84+SUMIF($G$12:$G$111,$AD82,BK12:BK111)*'2_メイン'!$AA$19*$AZ$3/1000,0)","v":0},{"$f":"IFERROR(SUMIF($G$12:$G$111,$AD82,BL12:BL111)*'2_メイン'!$AA$19*$AY$3/1000/AJ84+SUMIF($G$12:$G$111,$AD82,BL12:BL111)*'2_メイン'!$AA$19*$AZ$3/1000,0)","v":0},{"$f":"IFERROR(SUMIF($G$12:$G$111,$AD82,BM12:BM111)*'2_メイン'!$AA$19*$AY$3/1000/AK84+SUMIF($G$12:$G$111,$AD82,BM12:BM111)*'2_メイン'!$AA$19*$AZ$3/1000,0)","v":0},{"$f":"IFERROR(SUMIF($G$12:$G$111,$AD82,BN12:BN111)*'2_メイン'!$AA$19*$AY$3/1000/AL84+SUMIF($G$12:$G$111,$AD82,BN12:BN111)*'2_メイン'!$AA$19*$AZ$3/1000,0)","v":0},{"$f":"IFERROR(SUMIF($G$12:$G$111,$AD82,BO12:BO111)*'2_メイン'!$AA$19*$AY$3/1000/AM84+SUMIF($G$12:$G$111,$AD82,BO12:BO111)*'2_メイン'!$AA$19*$AZ$3/1000,0)","v":0},{"$f":"IFERROR(SUMIF($G$12:$G$111,$AD82,BP12:BP111)*'2_メイン'!$AA$19*$AY$3/1000/AN84+SUMIF($G$12:$G$111,$AD82,BP12:BP111)*'2_メイン'!$AA$19*$AZ$3/1000,0)","v":0},{"$f":"IFERROR(SUMIF($G$12:$G$111,$AD82,BQ12:BQ111)*'2_メイン'!$AA$19*$AY$3/1000/AO84+SUMIF($G$12:$G$111,$AD82,BQ12:BQ111)*'2_メイン'!$AA$19*$AZ$3/1000,0)","v":0},{"$f":"IFERROR(SUMIF($G$12:$G$111,$AD82,BR12:BR111)*'2_メイン'!$AA$19*$AY$3/1000/AP84+SUMIF($G$12:$G$111,$AD82,BR12:BR111)*'2_メイン'!$AA$19*$AZ$3/1000,0)","v":0},{"$f":"SUM(AE86:AP86)","v":0},null,0,0,0,0,0,0,0,0,0,0,0,0,null,null,0,0,0,0,0,0,0,0,0,0,0,0]
[null,76,null,null,null,null,null,null,null,null,null,null,null,null,null,null,null,null,null,"",{"$f":"IF(T87=\"\",\"\",T87*'2_メイン'!$AA$19/1000*HLOOKUP(E87,$AV$2:$AW$3,2,FALSE))","v":""},1,"",null,null,null,"",null,"エネルギー月別割合",null,{"$f":"IF(AE84>0,AI$3,0)","v":0},{"$f":"IF(AF84>0,AJ$3,0)","v":0},0,0,0,0,0,0,0,0,0,{"$f":"IF(AP84>0,AT$3,0)","v":0},{"$f":"SUM(AE87:AP87)","v":0},null,0,0,0,0,0,0,0,0,0,0,0,0,null,null,0,0,0,0,0,0,0,0,0,0,0,0]
[null,77,null,null,null,null,null,null,null,null,null,null,null,null,null,null,null,null,null,"",{"$f":"IF(T88=\"\",\"\",T88*'2_メイン'!$AA$19/1000*HLOOKUP(E88,$AV$2:$AW$3,2,FALSE))","v":""},1,"",null,null,null,"",null,"入居率0の場合の補正値","使用量",{"$f":"IFERROR(IF(AE86>0,0,$AQ$85/$AQ$87*AI3),0)","v":0},{"$f":"IFERROR(IF(AF86>0,0,$AQ$85/$AQ$87*AJ3),0)","v":0},0,0,0,0,0,0,0,0,0,{"$f":"IFERROR(IF(AP86>0,0,$AQ$85/$AQ$87*AT3),0)","v":0},null,null,0,0,0,0,0,0,0,0,0,0,0,0,null,null,0,0,0,0,0,0,0,0,0,0,0,0]
[null,78,null,null,null,null,null,null,null,null,null,null,null,null,null,null,null,null,null,"",{"$f":"IF(T89=\"\",\"\",T89*'2_メイン'!$AA$19/1000*HLOOKUP(E89,$AV$2:$AW$3,2,FALSE))","v":""},1,"",null,null,null,"",null,null,"CO2排出量",{"$f":"IFERROR(IF(AE84>0,0,$AQ$86/$AQ$87*AI3),0)","v":0},{"$f":"IFERROR(IF(AF84>0,0,$AQ$86/$AQ$87*AJ3),0)","v":0},0,0,0,0,0,0,0,0,0,{"$f":"IFERROR(IF(AP84>0,0,$AQ$86/$AQ$87*AT3),0)","v":0},null,null,0,0,0,0,0,0,0,0,0,0,0,0,null,null,0,0,0,0,0,0,0,0,0,0,0,0]
[null,79,null,null,null,null,null,null,null,null,null,null,null,null,null,null,null,null,null,"",{"$f":"IF(T90=\"\",\"\",T90*'2_メイン'!$AA$19/1000*HLOOKUP(E90,$AV$2:$AW$3,2,FALSE))","v":""},1,"",null,null,null,"",null,"採用値","使用量",{"$f":"AE85+AE88","v":0},{"$f":"AF85+AF88","v":0},0,0,0,0,0,0,0,0,0,{"$f":"AP85+AP88","v":0},{"$f":"SUM(AE90:AP90)","v":0},null,0,0,0,0,0,0,0,0,0,0,0,0,null,null,0,0,0,0,0,0,0,0,0,0,0,0]
[null,80,null,null,null,null,null,null,null,null,null,null,null,null,null,null,null,null,null,"",{"$f":"IF(T91=\"\",\"\",T91*'2_メイン'!$AA$19/1000*HLOOKUP(E91,$AV$2:$AW$3,2,FALSE))","v":""},1,"",null,null,null,"",null,null,"CO2排出量",{"$f":"AE86+AE89","v":0},{"$f":"AF86+AF89","v":0},0,0,0,0,0,0,0,0,0,{"$f":"AP86+AP89","v":0},{"$f":"SUM(AE91:AP91)","v":0},null,0,0,0,0,0,0,0,0,0,0,0,0,null,null,0,0,0,0,0,0,0,0,0,0,0,0]
[null,81,null,null,null,null,null,null,null,null,null,null,null,null,null,null,null,null,null,"",{"$f":"IF(T92=\"\",\"\",T92*'2_メイン'!$AA$19/1000*HLOOKUP(E92,$AV$2:$AW$3,2,FALSE))","v":""},1,"",null,null,null,"",null,"補正前",2023,{"$f":"SUMIF($G12:$G111,$AD92,AS12:AS111)","v":0},{"$f":"SUMIF($G12:$G111,$AD92,AT12:AT111)","v":0},0,0,0,0,0,0,0,0,0,{"$f":"SUMIF($G12:$G111,$AD92,BD12:BD111)","v":0},{"$f":"SUM(AE92:AP92)","v":0},null,0,{"$f":"IFERROR(I92*$V92,0)","v":0},{"$f":"IFERROR(J92*$V92,0)","v":0},{"$f":"IFERROR(K92*$V92,0)","v":0},{"$f":"IFERROR(L92*$V92,0)","v":0},{"$f":"IFERROR(M92*$V92,0)","v":0},{"$f":"IFERROR(N92*$V92,0)","v":0},{"$f":"IFERROR(O92*$V92,0)","v":0},{"$f":"IFERROR(P92*$V92,0)","v":0},{"$f":"IFERROR(Q92*$V92,0)","v":0},{"$f":"IFERROR(R92*$V92,0)","v":0},{"$f":"IFERROR(S92*$V92,0)","v":0},null,null,0,0,0,0,0,0,0,0,0,0,0,0]
[null,82,null,null,null,null,null,null,null,null,null,null,null,null,null,null,null,null,null,"",{"$f":"IF(T93=\"\",\"\",T93*'2_メイン'!$AA$19/1000*HLOOKUP(E93,$AV$2:$AW$3,2,FALSE))","v":""},1,"",null,null,null,"",null,null,null,{"$f":"SUMIF($G12:$G111,$AD92,BG12:BG111)","v":0},{"$f":"SUMIF($G12:$G111,$AD92,BH12:BH111)","v":0},0,0,0,0,0,0,0,0,0,{"$f":"SUMIF($G12:$G111,$AD92,BR12:BR111)","v":0},{"$f":"SUM(AE93:AP93)","v":0},null,0,0,0,0,0,0,0,0,0,0,0,0,null,null,0,0,0,0,0,0,0,0,0,0,0,0]
[null,83,null,null,null,null,null,null,null,null,null,null,null,null,null,null,null,null,null,"",{"$f":"IF(T94=\"\",\"\",T94*'2_メイン'!$AA$19/1000*HLOOKUP(E94,$AV$2:$AW$3,2,FALSE))","v":""},1,"",null,null,null,"",null,"入居率",null,{"$f":"IF(SUMIF('7_テナント入居率'!$C$14:$C$43,$AD$92,'7_テナント入居率'!D14:D43)=0,0,SUMIF('7_テナント入居率'!$C$14:$C$43,$AD$92,'7_テナント入居率'!D14:D43))","v":0},{"$f":"IF(SUMIF('7_テナント入居率'!$C$14:$C$43,$AD$92,'7_テナント入居率'!E14:E43)=0,0,SUMIF('7_テナント入居率'!$C$14:$C$43,$AD$92,'7_テナント入居率'!E14:E43))","v":0},{"$f":"IF(SUMIF('7_テナント入居率'!$C$14:$C$43,$AD$92,'7_テナント入居率'!F14:F43)=0,0,SUMIF('7_テナント入居率'!$C$14:$C$43,$AD$92,'7_テナント入居率'!F14:F43))","v":0},{"$f":"IF(SUMIF('7_テナント入居率'!$C$14:$C$43,$AD$92,'7_テナント入居率'!G14:G43)=0,0,SUMIF('7_テナント入居率'!$C$14:$C$43,$AD$92,'7_テナント入居率'!G14:G43))","v":0},{"$f":"IF(SUMIF('7_テナント入居率'!$C$14:$C$43,$AD$92,'7_テナント入居率'!H14:H43)=0,0,SUMIF('7_テナント入居率'!$C$14:$C$43,$AD$92,'7_テナント入居率'!H14:H43))","v":0},{"$f":"IF(SUMIF('7_テナント入居率'!$C$14:$C$43,$AD$92,'7_テナント入居率'!I14:I43)=0,0,SUMIF('7_テナント入居率'!$C$14:$C$43,$AD$92,'7_テナント入居率'!I14:I43))","v":0},{"$f":"IF(SUMIF('7_テナント入居率'!$C$14:$C$43,$AD$92,'7_テナント入居率'!J14:J43)=0,0,SUMIF('7_テナント入居率'!$C$14:$C$43,$AD$92,'7_テナント入居率'!J14:J43))","v":0},{"$f":"IF(SUMIF('7_テナント入居率'!$C$14:$C$43,$AD$92,'7_テナント入居率'!K14:K43)=0,0,SUMIF('7_テナント入居率'!$C$14:$C$43,$AD$92,'7_テナント入居率'!K14:K43))","v":0},{"$f":"IF(SUMIF('7_テナント入居率'!$C$14:$C$43,$AD$92,'7_テナント入居率'!L14:L43)=0,0,SUMIF('7_テナント入居率'!$C$14:$C$43,$AD$92,'7_テナント入居率'!L14:L43))","v":0},{"$f":"IF(SUMIF('7_テナント入居率'!$C$14:$C$43,$AD$92,'7_テナント入居率'!M14:M43)=0,0,SUMIF('7_テナント入居率'!$C$14:$C$43,$AD$92,'7_テナント入居率'!M14:M43))","v":0},{"$f":"IF(SUMIF('7_テナント入居率'!$C$14:$C$43,$AD$92,'7_テナント入居率'!N14:N43)=0,0,SUMIF('7_テナント入居率'!$C$14:$C$43,$AD$92,'7_テナント入居率'!N14:N43))","v":0},{"$f":"IF(SUMIF('7_テナント入居率'!$C$14:$C$43,$AD$92,'7_テナント入居率'!O14:O43)=0,0,SUMIF('7_テナント入居率'!$C$14:$C$43,$AD$92,'7_テナント入居率'!O14:O43))","v":0},null,null,0,0,0,0,0,0,0,0,0,0,0,0,null,null,0,0,0,0,0,0,0,0,0,0,0,0]
[null,84,null,null,null,null,null,null,null,null,null,null,null,null,null,null,null,null,null,"",{"$f":"IF(T95=\"\",\"\",T95*'2_メイン'!$AA$19/1000*HLOOKUP(E95,$AV$2:$AW$3,2,FALSE))","v":""},1,"",null,null,null,"",null,"補正後","使用量",{"$f":"IFERROR(AE92*$AY$3/AE94+AE92*$AZ$3,0)","v":0},{"$f":"IFERROR(AF92*$AY$3/AF94+AF92*$AZ$3,0)","v":0},0,0,0,0,0,0,0,0,0,0,{"$f":"SUM(AE95:AP95)","v":0},null,0,0,0,0,0,0,0,0,0,0,0,0,null,null,0,0,0,0,0,0,0,0,0,0,0,0]
[null,85,null,null,null,null,null,null,null,null,null,null,null,null,null,null,null,null,null,"",{"$f":"IF(T96=\"\",\"\",T96*'2_メイン'!$AA$19/1000*HLOOKUP(E96,$AV$2:$AW$3,2,FALSE))","v":""},1,"",null,null,null,"",null,null,"CO2排出量",{"$f":"IFERROR(SUMIF($G$12:$G$111,$AD92,BG12:BG111)*'2_メイン'!$AA$19*$AY$3/1000/AE94+SUMIF($G$12:$G$111,$AD92,BG12:BG111)*'2_メイン'!$AA$19*$AZ$3/1000,0)","v":0},{"$f":"IFERROR(SUMIF($G$12:$G$111,$AD92,BH12:BH111)*'2_メイン'!$AA$19*$AY$3/1000/AF94+SUMIF($G$12:$G$111,$AD92,BH12:BH111)*'2_メイン'!$AA$19*$AZ$3/1000,0)","v":0},{"$f":"IFERROR(SUMIF($G$12:$G$111,$AD92,BI12:BI111)*'2_メイン'!$AA$19*$AY$3/1000/AG94+SUMIF($G$12:$G$111,$AD92,BI12:BI111)*'2_メイン'!$AA$19*$AZ$3/1000,0)","v":0},{"$f":"IFERROR(SUMIF($G$12:$G$111,$AD92,BJ12:BJ111)*'2_メイン'!$AA$19*$AY$3/1000/AH94+SUMIF($G$12:$G$111,$AD92,BJ12:BJ111)*'2_メイン'!$AA$19*$AZ$3/1000,0)","v":0},{"$f":"IFERROR(SUMIF($G$12:$G$111,$AD92,BK12:BK111)*'2_メイン'!$AA$19*$AY$3/1000/AI94+SUMIF($G$12:$G$111,$AD92,BK12:BK111)*'2_メイン'!$AA$19*$AZ$3/1000,0)","v":0},{"$f":"IFERROR(SUMIF($G$12:$G$111,$AD92,BL12:BL111)*'2_メイン'!$AA$19*$AY$3/1000/AJ94+SUMIF($G$12:$G$111,$AD92,BL12:BL111)*'2_メイン'!$AA$19*$AZ$3/1000,0)","v":0},{"$f":"IFERROR(SUMIF($G$12:$G$111,$AD92,BM12:BM111)*'2_メイン'!$AA$19*$AY$3/1000/AK94+SUMIF($G$12:$G$111,$AD92,BM12:BM111)*'2_メイン'!$AA$19*$AZ$3/1000,0)","v":0},{"$f":"IFERROR(SUMIF($G$12:$G$111,$AD92,BN12:BN111)*'2_メイン'!$AA$19*$AY$3/1000/AL94+SUMIF($G$12:$G$111,$AD92,BN12:BN111)*'2_メイン'!$AA$19*$AZ$3/1000,0)","v":0},{"$f":"IFERROR(SUMIF($G$12:$G$111,$AD92,BO12:BO111)*'2_メイン'!$AA$19*$AY$3/1000/AM94+SUMIF($G$12:$G$111,$AD92,BO12:BO111)*'2_メイン'!$AA$19*$AZ$3/1000,0)","v":0},{"$f":"IFERROR(SUMIF($G$12:$G$111,$AD92,BP12:BP111)*'2_メイン'!$AA$19*$AY$3/1000/AN94+SUMIF($G$12:$G$111,$AD92,BP12:BP111)*'2_メイン'!$AA$19*$AZ$3/1000,0)","v":0},{"$f":"IFERROR(SUMIF($G$12:$G$111,$AD92,BQ12:BQ111)*'2_メイン'!$AA$19*$AY$3/1000/AO94+SUMIF($G$12:$G$111,$AD92,BQ12:BQ111)*'2_メイン'!$AA$19*$AZ$3/1000,0)","v":0},{"$f":"IFERROR(SUMIF($G$12:$G$111,$AD92,BR12:BR111)*'2_メイン'!$AA$19*$AY$3/1000/AP94+SUMIF($G$12:$G$111,$AD92,BR12:BR111)*'2_メイン'!$AA$19*$AZ$3/1000,0)","v":0},{"$f":"SUM(AE96:AP96)","v":0},null,0,0,0,0,0,0,0,0,0,0,0,0,null,null,0,0,0,0,0,0,0,0,0,0,0,0]
[null,86,null,null,null,null,null,null,null,null,null,null,null,null,null,null,null,null,null,"",{"$f":"IF(T97=\"\",\"\",T97*'2_メイン'!$AA$19/1000*HLOOKUP(E97,$AV$2:$AW$3,2,FALSE))","v":""},1,"",null,null,null,"",null,"エネルギー月別割合",null,{"$f":"IF(AE94>0,AI$3,0)","v":0},{"$f":"IF(AF94>0,AJ$3,0)","v":0},0,0,0,0,0,0,0,0,0,{"$f":"IF(AP94>0,AT$3,0)","v":0},{"$f":"SUM(AE97:AP97)","v":0},null,0,0,0,0,0,0,0,0,0,0,0,0,null,null,0,0,0,0,0,0,0,0,0,0,0,0]
[null,87,null,null,null,null,null,null,null,null,null,null,null,null,null,null,null,null,null,"",{"$f":"IF(T98=\"\",\"\",T98*'2_メイン'!$AA$19/1000*HLOOKUP(E98,$AV$2:$AW$3,2,FALSE))","v":""},1,"",null,null,null,"",null,"入居率0の場合の補正値","使用量",{"$f":"IFERROR(IF(AE96>0,0,$AQ$95/$AQ$97*AI3),0)","v":0},{"$f":"IFERROR(IF(AF96>0,0,$AQ$95/$AQ$97*AJ3),0)","v":0},0,0,0,0,0,0,0,0,0,{"$f":"IFERROR(IF(AP96>0,0,$AQ$95/$AQ$97*AT3),0)","v":0},null,null,0,0,0,0,0,0,0,0,0,0,0,0,null,null,0,0,0,0,0,0,0,0,0,0,0,0]
[null,88,null,null,null,null,null,null,null,null,null,null,null,null,null,null,null,null,null,"",{"$f":"IF(T99=\"\",\"\",T99*'2_メイン'!$AA$19/1000*HLOOKUP(E99,$AV$2:$AW$3,2,FALSE))","v":""},1,"",null,null,null,"",null,null,"CO2排出量",{"$f":"IFERROR(IF(AE94>0,0,$AQ$96/$AQ$97*AI3),0)","v":0},{"$f":"IFERROR(IF(AF94>0,0,$AQ$96/$AQ$97*AJ3),0)","v":0},0,0,0,0,0,0,0,0,0,{"$f":"IFERROR(IF(AP94>0,0,$AQ$96/$AQ$97*AT3),0)","v":0},null,null,0,0,0,0,0,0,0,0,0,0,0,0,null,null,0,0,0,0,0,0,0,0,0,0,0,0]
[null,89,null,null,null,null,null,null,null,null,null,null,null,null,null,null,null,null,null,"",{"$f":"IF(T100=\"\",\"\",T100*'2_メイン'!$AA$19/1000*HLOOKUP(E100,$AV$2:$AW$3,2,FALSE))","v":""},1,"",null,null,null,"",null,"採用値","使用量",{"$f":"AE95+AE98","v":0},{"$f":"AF95+AF98","v":0},0,0,0,0,0,0,0,0,0,{"$f":"AP95+AP98","v":0},{"$f":"SUM(AE100:AP100)","v":0},null,0,0,0,0,0,0,0,0,0,0,0,0,null,null,0,0,0,0,0,0,0,0,0,0,0,0]
[null,90,null,null,null,null,null,null,null,null,null,null,null,null,null,null,null,null,null,"",{"$f":"IF(T101=\"\",\"\",T101*'2_メイン'!$AA$19/1000*HLOOKUP(E101,$AV$2:$AW$3,2,FALSE))","v":""},1,"",null,null,null,"",null,null,"CO2排出量",{"$f":"AE96+AE99","v":0},{"$f":"AF96+AF99","v":0},0,0,0,0,0,0,0,0,0,{"$f":"AP96+AP99","v":0},{"$f":"SUM(AE101:AP101)","v":0},null,0,0,0,0,0,0,0,0,0,0,0,0,null,null,0,0,0,0,0,0,0,0,0,0,0,0]
[null,91,null,null,null,null,null,null,null,null,null,null,null,null,null,null,null,null,null,"",{"$f":"IF(T102=\"\",\"\",T102*'2_メイン'!$AA$19/1000*HLOOKUP(E102,$AV$2:$AW$3,2,FALSE))","v":""},1,"",null,null,null,"",null,null,null,null,null,null,null,null,null,null,null,null,null,null,null,null,null,0,0,0,0,0,0,0,0,0,0,0,0,null,null,0,0,0,0,0,0,0,0,0,0,0,0]
[null,92,null,null,null,null,null,null,null,null,null,null,null,null,null,null,null,null,null,"",{"$f":"IF(T103=\"\",\"\",T103*'2_メイン'!$AA$19/1000*HLOOKUP(E103,$AV$2:$AW$3,2,FALSE))","v":""},1,"",null,null,null,"",null,"■入居率補正（年間）←「専有部」のみ入居率補正する",null,null,null,null,null,null,null,null,null,null,null,null,null,null,null,0,0,0,0,0,0,0,0,0,0,0,0,null,null,0,0,0,0,0,0,0,0,0,0,0,0]
[null,93,null,null,null,null,null,null,null,null,null,null,null,null,null,null,null,null,null,"",{"$f":"IF(T104=\"\",\"\",T104*'2_メイン'!$AA$19/1000*HLOOKUP(E104,$AV$2:$AW$3,2,FALSE))","v":""},1,"",null,null,null,"",null,"年度",2015,2016,2017,2018,2019,2020,2021,2022,2023,null,null,null,null,null,null,0,0,0,0,0,0,0,0,0,0,0,0,null,null,0,0,0,0,0,0,0,0,0,0,0,0]
[null,94,null,null,null,null,null,null,null,null,null,null,null,null,null,null,null,null,null,"",{"$f":"IF(T105=\"\",\"\",T105*'2_メイン'!$AA$19/1000*HLOOKUP(E105,$AV$2:$AW$3,2,FALSE))","v":""},1,"",null,null,null,"",null,"年間入居率",{"$f":"IF(COUNTIF('7_テナント入居率'!$D$14:$Q$14,\"\")=14,1,SUMIF('7_テナント入居率'!$C$14:$C$43,AD104,'7_テナント入居率'!$Q$14:$Q$43))","v":1},{"$f":"IF(COUNTIF('7_テナント入居率'!$D$14:$Q$14,\"\")=14,1,SUMIF('7_テナント入居率'!$C$14:$C$43,AE104,'7_テナント入居率'!$Q$14:$Q$43))","v":1},{"$f":"IF(COUNTIF('7_テナント入居率'!$D$14:$Q$14,\"\")=14,1,SUMIF('7_テナント入居率'!$C$14:$C$43,AF104,'7_テナント入居率'!$Q$14:$Q$43))","v":1},{"$f":"IF(COUNTIF('7_テナント入居率'!$D$14:$Q$14,\"\")=14,1,SUMIF('7_テナント入居率'!$C$14:$C$43,AG104,'7_テナント入居率'!$Q$14:$Q$43))","v":1},{"$f":"IF(COUNTIF('7_テナント入居率'!$D$14:$Q$14,\"\")=14,1,SUMIF('7_テナント入居率'!$C$14:$C$43,AH104,'7_テナント入居率'!$Q$14:$Q$43))","v":1},{"$f":"IF(COUNTIF('7_テナント入居率'!$D$14:$Q$14,\"\")=14,1,SUMIF('7_テナント入居率'!$C$14:$C$43,AI104,'7_テナント入居率'!$Q$14:$Q$43))","v":1},{"$f":"IF(COUNTIF('7_テナント入居率'!$D$14:$Q$14,\"\")=14,1,SUMIF('7_テナント入居率'!$C$14:$C$43,AJ104,'7_テナント入居率'!$Q$14:$Q$43))","v":1},{"$f":"IF(COUNTIF('7_テナント入居率'!$D$14:$Q$14,\"\")=14,1,SUMIF('7_テナント入居率'!$C$14:$C$43,AK104,'7_テナント入居率'!$Q$14:$Q$43))","v":1},{"$f":"IF(COUNTIF('7_テナント入居率'!$D$14:$Q$14,\"\")=14,1,SUMIF('7_テナント入居率'!$C$14:$C$43,AL104,'7_テナント入居率'!$Q$14:$Q$43))","v":1},null,null,null,null,null,null,0,0,0,0,0,0,0,0,0,0,0,0,null,null,0,0,0,0,0,0,0,0,0,0,0,0]
[null,95,null,null,null,null,null,null,null,null,null,null,null,null,null,null,null,null,null,"",{"$f":"IF(T106=\"\",\"\",T106*'2_メイン'!$AA$19/1000*HLOOKUP(E106,$AV$2:$AW$3,2,FALSE))","v":""},1,"",null,null,null,"","使用量","補正前",{"$f":"AQ12","v":0},{"$f":"AQ22","v":0},{"$f":"AQ32","v":0},{"$f":"AQ42","v":0},{"$f":"AQ52","v":0},{"$f":"AQ62","v":0},{"$f":"AQ72","v":0},{"$f":"AQ82","v":0},{"$f":"AQ92","v":0},null,null,null,null,null,null,0,0,0,0,0,0,0,0,0,0,0,0,null,null,0,0,0,0,0,0,0,0,0,0,0,0]
[null,96,null,null,null,null,null,null,null,null,null,null,null,null,null,null,null,null,null,"",{"$f":"IF(T107=\"\",\"\",T107*'2_メイン'!$AA$19/1000*HLOOKUP(E107,$AV$2:$AW$3,2,FALSE))","v":""},1,"",null,null,null,"",null,"補正後",{"$f":"IFERROR(AD106/AD105,0)","v":0},0,0,0,0,0,0,0,0,null,null,null,null,null,null,0,0,0,0,0,0,0,0,0,0,0,0,null,null,0,0,0,0,0,0,0,0,0,0,0,0]
[null,97,null,null,null,null,null,null,null,null,null,null,null,null,null,null,null,null,null,"",{"$f":"IF(T108=\"\",\"\",T108*'2_メイン'!$AA$19/1000*HLOOKUP(E108,$AV$2:$AW$3,2,FALSE))","v":""},1,"",null,null,null,"","CO2","補正前",{"$f":"AQ13*'2_メイン'!$AA$19/1000","v":0},{"$f":"AQ23*'2_メイン'!$AA$19/1000","v":0},{"$f":"AQ33*'2_メイン'!$AA$19/1000","v":0},{"$f":"AQ43*'2_メイン'!$AA$19/1000","v":0},{"$f":"AQ53*'2_メイン'!$AA$19/1000","v":0},{"$f":"AQ63*'2_メイン'!$AA$19/1000","v":0},{"$f":"AQ73*'2_メイン'!$AA$19/1000","v":0},{"$f":"AQ83*'2_メイン'!$AA$19/1000","v":0},{"$f":"AQ93*'2_メイン'!$AA$19/1000","v":0},null,null,null,null,null,null,0,0,0,0,0,0,0,0,0,0,0,0,null,null,0,0,0,0,0,0,0,0,0,0,0,0]
[null,98,null,null,null,null,null,null,null,null,null,null,null,null,null,null,null,null,null,"",{"$f":"IF(T109=\"\",\"\",T109*'2_メイン'!$AA$19/1000*HLOOKUP(E109,$AV$2:$AW$3,2,FALSE))","v":""},1,"",null,null,null,"",null,"補正後",{"$f":"IFERROR(AD108/AD105,0)","v":0},0,0,0,0,0,0,0,0,null,null,null,null,null,null,0,0,0,0,0,0,0,0,0,0,0,0,null,null,0,0,0,0,0,0,0,0,0,0,0,0]
[null,99,null,null,null,null,null,null,null,null,null,null,null,null,null,null,null,null,null,"",{"$f":"IF(T110=\"\",\"\",T110*'2_メイン'!$AA$19/1000*HLOOKUP(E110,$AV$2:$AW$3,2,FALSE))","v":""},1,"",null,null,null,"",null,null,null,null,null,null,null,null,null,null,null,null,null,null,null,null,null,0,0,0,0,0,0,0,0,0,0,0,0,null,null,0,0,0,0,0,0,0,0,0,0,0,0]
[null,100,null,null,null,null,null,null,null,null,null,null,null,null,null,null,null,null,null,"",{"$f":"IF(T111=\"\",\"\",T111*'2_メイン'!$AA$19/1000*HLOOKUP(E111,$AV$2:$AW$3,2,FALSE))","v":""},1,"",null,null,null,"",null,null,null,null,null,null,null,null,null,null,null,null,null,null,null,null,null,0,0,0,0,0,0,0,0,0,0,0,0,null,null,0,0,0,0,0,0,0,0,0,0,0,0]
[null,null,null,null,null,null,null,null,null,null,null,null,null,null,null,null,null,null,null,null,null,null,null,null,null,null,null,null,"■電気使用量　集計表"]
[null,null,null,null,null,null,null,null,null,null,null,null,null,null,null,null,null,null,null,null,null,null,null,null,null,null,null,null,"年度",2015,2016,2017,2018,2019,2020,2021,2022,2023]
[null,null,null,null,null,null,null,null,null,null,null,null,null,null,null,null,null,null,null,null,null,null,null,null,null,null,null,null,"㎥/年",{"$f":"IFERROR(MAX(AQ20,AD107),0)","v":0},{"$f":"IFERROR(MAX(AQ30,AE107),0)","v":0},{"$f":"IFERROR(MAX(AQ40,AF107),0)","v":0},{"$f":"IFERROR(MAX(AQ50,AG107),0)","v":0},{"$f":"IFERROR(MAX(AQ60,AH107),0)","v":0},{"$f":"IFERROR(MAX(AQ70,AI107),0)","v":0},{"$f":"IFERROR(MAX(AQ80,AJ107),0)","v":0},{"$f":"IFERROR(MAX(AQ90,AK107),0)","v":0},{"$f":"IFERROR(MAX(AQ100,AL107),0)","v":0}]
[null,null,null,null,null,null,null,null,null,null,null,null,null,null,null,null,null,null,null,null,null,null,null,null,null,null,null,null,"CO2",{"$f":"IFERROR(MAX(AQ21,AD109),0)","v":0},{"$f":"IFERROR(MAX(AQ31,AE109),0)","v":0},{"$f":"IFERROR(MAX(AQ41,AF109),0)","v":0},{"$f":"IFERROR(MAX(AQ51,AG109),0)","v":0},{"$f":"IFERROR(MAX(AQ61,AH109),0)","v":0},{"$f":"IFERROR(MAX(AQ71,AI109),0)","v":0},{"$f":"IFERROR(MAX(AQ81,AJ109),0)","v":0},{"$f":"IFERROR(MAX(AQ91,AK109),0)","v":0},{"$f":"IFERROR(MAX(AQ101,AL109),0)","v":0}]

{"sheet":"6_エネルギー使用量 (その他)","index":5,"n_rows":210,"n_cols":94,"rows_kept":210,"cut":false,"hidden":false,"merged":[[92,29,92,30],[93,29,94,29],[95,29,95,30],[96,29,97,29],[98,29,99,29],[105,28,106,28],[107,28,108,28],[104,28,104,29],[76,29,77,29],[78,29,79,29],[80,29,81,29],[82,29,82,30],[83,29,84,29],[85,29,85,30],[86,29,87,29],[88,29,89,29],[90,29,91,29],[62,29,62,30],[63,29,64,29],[65,29,65,30],[66,29,67,29],[68,29,69,29],[70,29,71,29],[72,29,72,30],[73,29,74,29],[75,29,75,30],[46,29,47,29],[48,29,49,29],[50,29,51,29],[52,29,52,30],[53,29,54,29],[55,29,55,30],[56,29,57,29],[58,29,59,29],[60,29,61,29],[32,29,32,30],[33,29,34,29],[35,29,35,30],[36,29,37,29],[38,29,39,29],[40,29,41,29],[42,29,42,30],[43,29,44,29],[45,29,45,30],[18,29,19,29],[9,29,9,30],[20,29,21,29],[22,29,22,30],[23,29,24,29],[25,29,25,30],[26,29,27,29],[28,29,29,29],[30,29,31,29],[10,29,11,29],[8,45,8,57],[8,59,8,71],[12,29,12,30],[13,29,14,29],[15,29,15,30],[16,29,17,29],[209,3,209,4],[8,2,9,2],[203,3,203,4],[204,3,204,4],[205,3,205,4],[206,3,206,4],[207,3,207,4],[208,3,208,4],[187,3,187,4],[188,3,188,4],[199,3,199,4],[200,3,200,4],[201,3,201,4],[202,3,202,4],[191,3,191,4],[192,3,192,4],[193,3,193,4],[194,3,194,4],[197,3,197,4],[198,3,198,4],[173,3,173,4],[174,3,174,4],[175,3,175,4],[176,3,176,4],[177,3,177,4],[178,3,178,4],[189,3,189,4],[190,3,190,4],[195,3,195,4],[196,3,196,4],[172,3,172,4],[149,3,149,4],[150,3,150,4],[151,3,151,4],[152,3,152,4],[153,3,153,4],[154,3,154,4],[185,3,185,4],[186,3,186,4],[161,3,161,4],[162,3,162,4],[163,3,163,4],[164,3,164,4],[165,3,165,4],[166,3,166,4],[167,3,167,4],[168,3,168,4],[179,3,179,4],[180,3,180,4],[181,3,181,4],[182,3,182,4],[183,3,183,4],[184,3,184,4],[155,3,155,4],[156,3,156,4],[157,3,157,4],[158,3,158,4],[159,3,159,4],[160,3,160,4],[169,3,169,4],[170,3,170,4],[171,3,171,4],[143,3,143,4],[144,3,144,4],[145,3,145,4],[146,3,146,4],[147,3,147,4],[148,3,148,4],[137,3,137,4],[138,3,138,4],[139,3,139,4],[140,3,140,4],[141,3,141,4],[142,3,142,4],[131,3,131,4],[132,3,132,4],[133,3,133,4],[134,3,134,4],[135,3,135,4],[136,3,136,4],[125,3,125,4],[126,3,126,4],[127,3,127,4],[128,3,128,4],[129,3,129,4],[130,3,130,4],[119,3,119,4],[120,3,120,4],[121,3,121,4],[122,3,122,4],[123,3,123,4],[124,3,124,4],[113,3,113,4],[114,3,114,4],[115,3,115,4],[116,3,116,4],[117,3,117,4],[118,3,118,4],[107,3,107,4],[108,3,108,4],[109,3,109,4],[110,3,110,4],[111,3,111,4],[112,3,112,4],[101,3,101,4],[102,3,102,4],[103,3,103,4],[104,3,104,4],[105,3,105,4],[106,3,106,4],[95,3,95,4],[96,3,96,4],[97,3,97,4],[98,3,98,4],[99,3,99,4],[100,3,100,4],[83,3,83,4],[84,3,84,4],[71,3,71,4],[72,3,72,4],[73,3,73,4],[74,3,74,4],[78,3,78,4],[79,3,79,4],[80,3,80,4],[81,3,81,4],[82,3,82,4],[89,3,89,4],[90,3,90,4],[91,3,91,4],[92,3,92,4],[93,3,93,4],[94,3,94,4],[85,3,85,4],[86,3,86,4],[87,3,87,4],[88,3,88,4],[58,3,58,4],[59,3,59,4],[60,3,60,4],[61,3,61,4],[75,3,75,4],[62,3,62,4],[63,3,63,4],[64,3,64,4],[77,3,77,4],[76,3,76,4],[65,3,65,4],[66,3,66,4],[67,3,67,4],[68,3,68,4],[69,3,69,4],[70,3,70,4],[35,3,35,4],[36,3,36,4],[37,3,37,4],[38,3,38,4],[39,3,39,4],[40,3,40,4],[56,3,56,4],[57,3,57,4],[54,3,54,4],[55,3,55,4],[52,3,52,4],[53,3,53,4],[50,3,50,4],[51,3,51,4],[42,3,42,4],[43,3,43,4],[44,3,44,4],[45,3,45,4],[49,3,49,4],[41,3,41,4],[46,3,46,4],[47,3,47,4],[48,3,48,4],[21,3,21,4],[22,3,22,4],[8,6,9,6],[8,7,9,7],[8,8,8,20],[34,3,34,4],[11,3,11,4],[12,3,12,4],[13,3,13,4],[14,3,14,4],[19,3,19,4],[28,3,28,4],[29,3,29,4],[30,3,30,4],[31,3,31,4],[32,3,32,4],[23,3,23,4],[24,3,24,4],[25,3,25,4],[26,3,26,4],[33,3,33,4],[27,3,27,4],[8,21,9,21],[10,3,10,4],[8,1,9,1],[8,3,9,4],[8,5,9,5],[20,3,20,4],[15,3,15,4],[16,3,16,4],[17,3,17,4],[18,3,18,4]]}
[null,null,null,null,null,null,null,null,null,null,null,null,null,null,null,null,null,null,null,null,null,null,"○",null,2015,2016,2017,2018,2019,2020,2021,2022,2023,null,"■月別エネルギー使用量割合",null,null,null,null,null,null,null,null,null,null,null,null,"■エネルギー使用量割合←「専有部」のみ入居率に応じてエネルギー使用量を補正",null,null,null,null,null,null,null,null,null,null,null,null,null,null,null,null,null,null,null,null,"LPG(kg)","LPG(m3)","A重油","灯油","蒸気","冷水","温水","原油","原油のうちｺﾝﾃﾞﾝｾｰﾄ","揮発油（ガソリン）","ナフサ","軽油","Ｂ・Ｃ重油","石油アスファルト","石油コークス","石油系炭化水素ガス","液化天然ガス（LNG)","その他可燃性天然ガス","石炭（原料炭）","石炭（一般炭）","石炭（無煙炭）","石炭コークス","コールタール","コークス炉ガス","高炉ガス","転炉ガス"]
[null,null,"色欄については、文字又は数値を入力",null,null,null,null,null,null,null,null,null,null,null,null,null,null,null,null,null,null,null,null,null,null,null,null,null,null,null,null,null,null,null,"４月","５月","６月","７月","８月","９月","１０月","１１月","１２月","１月","２月","３月",null,"専有部","共用部",null,null,null,null,null,null,null,null,null,null,null,null,null,null,null,null,null,null,null,"kg","m3","ℓ","ℓ","MJ","MJ","MJ","ℓ","ℓ","ℓ","ℓ","ℓ","ℓ","kg","kg","Nm3","kg","Nm3","kg","kg","kg","kg","kg","Nm3","Nm3","Nm3"]
[null,null,"色欄については、プルダウンメニューから選択",null,null,null,null,null,null,null,null,null,null,null,null,null,null,null,null,null,null,null,null,null,null,null,null,null,null,null,null,null,null,null,7.3992728908362629E-2,7.1001673541443072E-2,8.0581342238624343E-2,9.0260494319802431E-2,0.10107169686520251,9.2618186619878112E-2,7.8907423110087943E-2,7.2823253856452247E-2,7.9087375239244445E-2,8.4472387551935244E-2,9.0261224299248113E-2,8.4922213449719036E-2,null,{"$f":"'4_エネルギー使用量 (電気)'!AV3","v":0.85},{"$f":"'4_エネルギー使用量 (電気)'!AW3","v":0.15000000000000002}]
[null,null,"色欄については、任意記入とし、文字又は数値を入力"]
[null,null,"色欄については、入力の間違いや未記入の状態などエラーを示す。"]
[]
[null,"エネルギー使用量（その他）",null,null,null,null,null,null,null,null,null,null,null,null,null,null,null,null,null,null,null,"No.6"]
[]
[null,"No.","メーター名称","ｴﾈﾙｷﾞｰ\n種別",null,"除外対象","単位","年度","エネルギー使用量",null,null,null,null,null,null,null,null,null,null,null,null,"CO2排出量\n[t-CO2/年]",null,null,null,null,null,null,null,"■入居率補正（月別）",null,null,null,null,null,null,null,null,null,null,null,null,null,null,null,"CO2排出量",null,null,null,null,null,null,null,null,null,null,null,null,null,"一次エネルギー"]
[null,null,null,null,null,null,null,null,"4月","5月","6月","7月","8月","9月","10月","11月","12月","1月","2月","3月","計",null,null,null,null,null,null,null,null,null,null,"4月","5月","6月","7月","8月","9月","10月","11月","12月","1月","2月","3月","計",null,"4月","5月","6月","7月","8月","9月","10月","11月","12月","1月","2月","3月","計",null,"4月","5月","6月","7月","8月","9月","10月","11月","12月","1月","2月","3月","計"]
[null,1,null,null,null,null,{"$f":"IF(D11=\"\",\"\",HLOOKUP(D11,$BQ$1:$CP$2,2,FALSE))","v":""},null,null,null,null,null,null,null,null,null,null,null,null,null,{"$f":"IF(OR(I11=\"\",J11=\"\",K11=\"\",L11=\"\",M11=\"\",N11=\"\",O11=\"\",P11=\"\",Q11=\"\",R11=\"\",S11=\"\",T11=\"\"),\"\",SUM(I11:T11))","v":""},{"$f":"IF(U11=\"\",\"\",U11*HLOOKUP(D11,'2_メイン'!$AC$17:$BB$19,3,FALSE)/1000)","v":""},{"$f":"IF(F11=\"\",1,-1)","v":1},null,null,null,null,null,2015,"補正前","CO2",{"$f":"SUMIF($H11:$H210,$AC11,AT$11:AT$210)","v":0},{"$f":"SUMIF($H11:$H210,$AC11,AU$11:AU$210)","v":0},{"$f":"SUMIF($H11:$H210,$AC11,AV$11:AV$210)","v":0},0,0,0,0,0,0,0,0,0,{"$f":"SUM(AF11:AQ11)","v":0},null,{"$f":"IF(I11=\"\",0,I11*HLOOKUP($D11,'2_メイン'!$AC$17:$BB$19,3,FALSE)/1000*$W11)","v":0},{"$f":"IF(J11=\"\",0,J11*HLOOKUP($D11,'2_メイン'!$AC$17:$BB$19,3,FALSE)/1000*$W11)","v":0},{"$f":"IF(K11=\"\",0,K11*HLOOKUP($D11,'2_メイン'!$AC$17:$BB$19,3,FALSE)/1000*$W11)","v":0},{"$f":"IF(L11=\"\",0,L11*HLOOKUP($D11,'2_メイン'!$AC$17:$BB$19,3,FALSE)/1000*$W11)","v":0},{"$f":"IF(M11=\"\",0,M11*HLOOKUP($D11,'2_メイン'!$AC$17:$BB$19,3,FALSE)/1000*$W11)","v":0},{"$f":"IF(N11=\"\",0,N11*HLOOKUP($D11,'2_メイン'!$AC$17:$BB$19,3,FALSE)/1000*$W11)","v":0},{"$f":"IF(O11=\"\",0,O11*HLOOKUP($D11,'2_メイン'!$AC$17:$BB$19,3,FALSE)/1000*$W11)","v":0},{"$f":"IF(P11=\"\",0,P11*HLOOKUP($D11,'2_メイン'!$AC$17:$BB$19,3,FALSE)/1000*$W11)","v":0},{"$f":"IF(Q11=\"\",0,Q11*HLOOKUP($D11,'2_メイン'!$AC$17:$BB$19,3,FALSE)/1000*$W11)","v":0},{"$f":"IF(R11=\"\",0,R11*HLOOKUP($D11,'2_メイン'!$AC$17:$BB$19,3,FALSE)/1000*$W11)","v":0},{"$f":"IF(S11=\"\",0,S11*HLOOKUP($D11,'2_メイン'!$AC$17:$BB$19,3,FALSE)/1000*$W11)","v":0},{"$f":"IF(T11=\"\",0,T11*HLOOKUP($D11,'2_メイン'!$AC$17:$BB$19,3,FALSE)/1000*$W11)","v":0},{"$f":"IF(OR(AT11=\"\",AU11=\"\",AV11=\"\",AW11=\"\",AX11=\"\",AY11=\"\",AZ11=\"\",BA11=\"\",BB11=\"\",BC11=\"\",BD11=\"\",BE11=\"\"),\"\",SUM(AT11:BE11))","v":0},null,{"$f":"IF(I11=\"\",0,I11*HLOOKUP($D11,'2_メイン'!$AC$17:$BB$20,4,FALSE)*$W11)","v":0},{"$f":"IF(J11=\"\",0,J11*HLOOKUP($D11,'2_メイン'!$AC$17:$BB$20,4,FALSE)*$W11)","v":0},{"$f":"IF(K11=\"\",0,K11*HLOOKUP($D11,'2_メイン'!$AC$17:$BB$20,4,FALSE)*$W11)","v":0},{"$f":"IF(L11=\"\",0,L11*HLOOKUP($D11,'2_メイン'!$AC$17:$BB$20,4,FALSE)*$W11)","v":0},{"$f":"IF(M11=\"\",0,M11*HLOOKUP($D11,'2_メイン'!$AC$17:$BB$20,4,FALSE)*$W11)","v":0},{"$f":"IF(N11=\"\",0,N11*HLOOKUP($D11,'2_メイン'!$AC$17:$BB$20,4,FALSE)*$W11)","v":0},{"$f":"IF(O11=\"\",0,O11*HLOOKUP($D11,'2_メイン'!$AC$17:$BB$20,4,FALSE)*$W11)","v":0},{"$f":"IF(P11=\"\",0,P11*HLOOKUP($D11,'2_メイン'!$AC$17:$BB$20,4,FALSE)*$W11)","v":0},{"$f":"IF(Q11=\"\",0,Q11*HLOOKUP($D11,'2_メイン'!$AC$17:$BB$20,4,FALSE)*$W11)","v":0},{"$f":"IF(R11=\"\",0,R11*HLOOKUP($D11,'2_メイン'!$AC$17:$BB$20,4,FALSE)*$W11)","v":0},{"$f":"IF(S11=\"\",0,S11*HLOOKUP($D11,'2_メイン'!$AC$17:$BB$20,4,FALSE)*$W11)","v":0},{"$f":"IF(T11=\"\",0,T11*HLOOKUP($D11,'2_メイン'!$AC$17:$BB$20,4,FALSE)*$W11)","v":0},{"$f":"IF(OR(BH11=\"\",BI11=\"\",BJ11=\"\",BK11=\"\",BL11=\"\",BM11=\"\",BN11=\"\",BO11=\"\",BP11=\"\",BQ11=\"\",BR11=\"\",BS11=\"\"),\"\",SUM(BH11:BS11))","v":0}]
[null,2,null,null,null,null,"",null,null,null,null,null,null,null,null,null,null,null,null,null,{"$f":"IF(OR(I12=\"\",J12=\"\",K12=\"\",L12=\"\",M12=\"\",N12=\"\",O12=\"\",P12=\"\",Q12=\"\",R12=\"\",S12=\"\",T12=\"\"),\"\",SUM(I12:T12))","v":""},{"$f":"IF(U12=\"\",\"\",U12*HLOOKUP(D12,'2_メイン'!$AC$17:$BB$19,3,FALSE)/1000)","v":""},{"$f":"IF(F12=\"\",1,-1)","v":1},null,null,null,null,null,null,null,"MJ",{"$f":"SUMIF($H11:$H210,$AC11,BH$11:BH$210)","v":0},{"$f":"SUMIF($H11:$H210,$AC11,BI$11:BI$210)","v":0},0,{"$f":"SUMIF($H11:$H210,$AC11,BK$11:BK$210)","v":0},0,0,0,0,0,0,0,0,{"$f":"SUM(AF12:AQ12)","v":0},null,{"$f":"IF(I12=\"\",0,I12*HLOOKUP($D12,'2_メイン'!$AC$17:$BB$19,3,FALSE)/1000*$W12)","v":0},{"$f":"IF(J12=\"\",0,J12*HLOOKUP($D12,'2_メイン'!$AC$17:$BB$19,3,FALSE)/1000*$W12)","v":0},{"$f":"IF(K12=\"\",0,K12*HLOOKUP($D12,'2_メイン'!$AC$17:$BB$19,3,FALSE)/1000*$W12)","v":0},{"$f":"IF(L12=\"\",0,L12*HLOOKUP($D12,'2_メイン'!$AC$17:$BB$19,3,FALSE)/1000*$W12)","v":0},{"$f":"IF(M12=\"\",0,M12*HLOOKUP($D12,'2_メイン'!$AC$17:$BB$19,3,FALSE)/1000*$W12)","v":0},{"$f":"IF(N12=\"\",0,N12*HLOOKUP($D12,'2_メイン'!$AC$17:$BB$19,3,FALSE)/1000*$W12)","v":0},{"$f":"IF(O12=\"\",0,O12*HLOOKUP($D12,'2_メイン'!$AC$17:$BB$19,3,FALSE)/1000*$W12)","v":0},{"$f":"IF(P12=\"\",0,P12*HLOOKUP($D12,'2_メイン'!$AC$17:$BB$19,3,FALSE)/1000*$W12)","v":0},{"$f":"IF(Q12=\"\",0,Q12*HLOOKUP($D12,'2_メイン'!$AC$17:$BB$19,3,FALSE)/1000*$W12)","v":0},{"$f":"IF(R12=\"\",0,R12*HLOOKUP($D12,'2_メイン'!$AC$17:$BB$19,3,FALSE)/1000*$W12)","v":0},{"$f":"IF(S12=\"\",0,S12*HLOOKUP($D12,'2_メイン'!$AC$17:$BB$19,3,FALSE)/1000*$W12)","v":0},{"$f":"IF(T12=\"\",0,T12*HLOOKUP($D12,'2_メイン'!$AC$17:$BB$19,3,FALSE)/1000*$W12)","v":0},{"$f":"IF(OR(AT12=\"\",AU12=\"\",AV12=\"\",AW12=\"\",AX12=\"\",AY12=\"\",AZ12=\"\",BA12=\"\",BB12=\"\",BC12=\"\",BD12=\"\",BE12=\"\"),\"\",SUM(AT12:BE12))","v":0},null,{"$f":"IF(I12=\"\",0,I12*HLOOKUP($D12,'2_メイン'!$AC$17:$BB$20,4,FALSE)*$W12)","v":0},{"$f":"IF(J12=\"\",0,J12*HLOOKUP($D12,'2_メイン'!$AC$17:$BB$20,4,FALSE)*$W12)","v":0},{"$f":"IF(K12=\"\",0,K12*HLOOKUP($D12,'2_メイン'!$AC$17:$BB$20,4,FALSE)*$W12)","v":0},{"$f":"IF(L12=\"\",0,L12*HLOOKUP($D12,'2_メイン'!$AC$17:$BB$20,4,FALSE)*$W12)","v":0},{"$f":"IF(M12=\"\",0,M12*HLOOKUP($D12,'2_メイン'!$AC$17:$BB$20,4,FALSE)*$W12)","v":0},{"$f":"IF(N12=\"\",0,N12*HLOOKUP($D12,'2_メイン'!$AC$17:$BB$20,4,FALSE)*$W12)","v":0},{"$f":"IF(O12=\"\",0,O12*HLOOKUP($D12,'2_メイン'!$AC$17:$BB$20,4,FALSE)*$W12)","v":0},{"$f":"IF(P12=\"\",0,P12*HLOOKUP($D12,'2_メイン'!$AC$17:$BB$20,4,FALSE)*$W12)","v":0},{"$f":"IF(Q12=\"\",0,Q12*HLOOKUP($D12,'2_メイン'!$AC$17:$BB$20,4,FALSE)*$W12)","v":0},{"$f":"IF(R12=\"\",0,R12*HLOOKUP($D12,'2_メイン'!$AC$17:$BB$20,4,FALSE)*$W12)","v":0},{"$f":"IF(S12=\"\",0,S12*HLOOKUP($D12,'2_メイン'!$AC$17:$BB$20,4,FALSE)*$W12)","v":0},{"$f":"IF(T12=\"\",0,T12*HLOOKUP($D12,'2_メイン'!$AC$17:$BB$20,4,FALSE)*$W12)","v":0},{"$f":"IF(OR(BH12=\"\",BI12=\"\",BJ12=\"\",BK12=\"\",BL12=\"\",BM12=\"\",BN12=\"\",BO12=\"\",BP12=\"\",BQ12=\"\",BR12=\"\",BS12=\"\"),\"\",SUM(BH12:BS12))","v":0}]
[null,3,null,null,null,null,"",null,null,null,null,null,null,null,null,null,null,null,null,null,"",{"$f":"IF(U13=\"\",\"\",U13*HLOOKUP(D13,'2_メイン'!$AC$17:$BB$19,3,FALSE)/1000)","v":""},1,null,null,null,null,null,null,"入居率",null,{"$f":"IF(SUMIF('7_テナント入居率'!$C$14:$C$43,$AC$11,'7_テナント入居率'!D14:D43)=0,0,SUMIF('7_テナント入居率'!$C$14:$C$43,$AC$11,'7_テナント入居率'!D14:D43))","v":0},{"$f":"IF(SUMIF('7_テナント入居率'!$C$14:$C$43,$AC$11,'7_テナント入居率'!E14:E43)=0,0,SUMIF('7_テナント入居率'!$C$14:$C$43,$AC$11,'7_テナント入居率'!E14:E43))","v":0},{"$f":"IF(SUMIF('7_テナント入居率'!$C$14:$C$43,$AC$11,'7_テナント入居率'!F14:F43)=0,0,SUMIF('7_テナント入居率'!$C$14:$C$43,$AC$11,'7_テナント入居率'!F14:F43))","v":0},{"$f":"IF(SUMIF('7_テナント入居率'!$C$14:$C$43,$AC$11,'7_テナント入居率'!G14:G43)=0,0,SUMIF('7_テナント入居率'!$C$14:$C$43,$AC$11,'7_テナント入居率'!G14:G43))","v":0},{"$f":"IF(SUMIF('7_テナント入居率'!$C$14:$C$43,$AC$11,'7_テナント入居率'!H14:H43)=0,0,SUMIF('7_テナント入居率'!$C$14:$C$43,$AC$11,'7_テナント入居率'!H14:H43))","v":0},{"$f":"IF(SUMIF('7_テナント入居率'!$C$14:$C$43,$AC$11,'7_テナント入居率'!I14:I43)=0,0,SUMIF('7_テナント入居率'!$C$14:$C$43,$AC$11,'7_テナント入居率'!I14:I43))","v":0},{"$f":"IF(SUMIF('7_テナント入居率'!$C$14:$C$43,$AC$11,'7_テナント入居率'!J14:J43)=0,0,SUMIF('7_テナント入居率'!$C$14:$C$43,$AC$11,'7_テナント入居率'!J14:J43))","v":0},{"$f":"IF(SUMIF('7_テナント入居率'!$C$14:$C$43,$AC$11,'7_テナント入居率'!K14:K43)=0,0,SUMIF('7_テナント入居率'!$C$14:$C$43,$AC$11,'7_テナント入居率'!K14:K43))","v":0},{"$f":"IF(SUMIF('7_テナント入居率'!$C$14:$C$43,$AC$11,'7_テナント入居率'!L14:L43)=0,0,SUMIF('7_テナント入居率'!$C$14:$C$43,$AC$11,'7_テナント入居率'!L14:L43))","v":0},{"$f":"IF(SUMIF('7_テナント入居率'!$C$14:$C$43,$AC$11,'7_テナント入居率'!M14:M43)=0,0,SUMIF('7_テナント入居率'!$C$14:$C$43,$AC$11,'7_テナント入居率'!M14:M43))","v":0},{"$f":"IF(SUMIF('7_テナント入居率'!$C$14:$C$43,$AC$11,'7_テナント入居率'!N14:N43)=0,0,SUMIF('7_テナント入居率'!$C$14:$C$43,$AC$11,'7_テナント入居率'!N14:N43))","v":0},{"$f":"IF(SUMIF('7_テナント入居率'!$C$14:$C$43,$AC$11,'7_テナント入居率'!O14:O43)=0,0,SUMIF('7_テナント入居率'!$C$14:$C$43,$AC$11,'7_テナント入居率'!O14:O43))","v":0},null,null,{"$f":"IF(I13=\"\",0,I13*HLOOKUP($D13,'2_メイン'!$AC$17:$BB$19,3,FALSE)/1000*$W13)","v":0},{"$f":"IF(J13=\"\",0,J13*HLOOKUP($D13,'2_メイン'!$AC$17:$BB$19,3,FALSE)/1000*$W13)","v":0},{"$f":"IF(K13=\"\",0,K13*HLOOKUP($D13,'2_メイン'!$AC$17:$BB$19,3,FALSE)/1000*$W13)","v":0},{"$f":"IF(L13=\"\",0,L13*HLOOKUP($D13,'2_メイン'!$AC$17:$BB$19,3,FALSE)/1000*$W13)","v":0},{"$f":"IF(M13=\"\",0,M13*HLOOKUP($D13,'2_メイン'!$AC$17:$BB$19,3,FALSE)/1000*$W13)","v":0},{"$f":"IF(N13=\"\",0,N13*HLOOKUP($D13,'2_メイン'!$AC$17:$BB$19,3,FALSE)/1000*$W13)","v":0},{"$f":"IF(O13=\"\",0,O13*HLOOKUP($D13,'2_メイン'!$AC$17:$BB$19,3,FALSE)/1000*$W13)","v":0},{"$f":"IF(P13=\"\",0,P13*HLOOKUP($D13,'2_メイン'!$AC$17:$BB$19,3,FALSE)/1000*$W13)","v":0},{"$f":"IF(Q13=\"\",0,Q13*HLOOKUP($D13,'2_メイン'!$AC$17:$BB$19,3,FALSE)/1000*$W13)","v":0},{"$f":"IF(R13=\"\",0,R13*HLOOKUP($D13,'2_メイン'!$AC$17:$BB$19,3,FALSE)/1000*$W13)","v":0},{"$f":"IF(S13=\"\",0,S13*HLOOKUP($D13,'2_メイン'!$AC$17:$BB$19,3,FALSE)/1000*$W13)","v":0},{"$f":"IF(T13=\"\",0,T13*HLOOKUP($D13,'2_メイン'!$AC$17:$BB$19,3,FALSE)/1000*$W13)","v":0},0,null,{"$f":"IF(I13=\"\",0,I13*HLOOKUP($D13,'2_メイン'!$AC$17:$BB$20,4,FALSE)*$W13)","v":0},{"$f":"IF(J13=\"\",0,J13*HLOOKUP($D13,'2_メイン'!$AC$17:$BB$20,4,FALSE)*$W13)","v":0},{"$f":"IF(K13=\"\",0,K13*HLOOKUP($D13,'2_メイン'!$AC$17:$BB$20,4,FALSE)*$W13)","v":0},{"$f":"IF(L13=\"\",0,L13*HLOOKUP($D13,'2_メイン'!$AC$17:$BB$20,4,FALSE)*$W13)","v":0},{"$f":"IF(M13=\"\",0,M13*HLOOKUP($D13,'2_メイン'!$AC$17:$BB$20,4,FALSE)*$W13)","v":0},{"$f":"IF(N13=\"\",0,N13*HLOOKUP($D13,'2_メイン'!$AC$17:$BB$20,4,FALSE)*$W13)","v":0},{"$f":"IF(O13=\"\",0,O13*HLOOKUP($D13,'2_メイン'!$AC$17:$BB$20,4,FALSE)*$W13)","v":0},{"$f":"IF(P13=\"\",0,P13*HLOOKUP($D13,'2_メイン'!$AC$17:$BB$20,4,FALSE)*$W13)","v":0},{"$f":"IF(Q13=\"\",0,Q13*HLOOKUP($D13,'2_メイン'!$AC$17:$BB$20,4,FALSE)*$W13)","v":0},{"$f":"IF(R13=\"\",0,R13*HLOOKUP($D13,'2_メイン'!$AC$17:$BB$20,4,FALSE)*$W13)","v":0},{"$f":"IF(S13=\"\",0,S13*HLOOKUP($D13,'2_メイン'!$AC$17:$BB$20,4,FALSE)*$W13)","v":0},{"$f":"IF(T13=\"\",0,T13*HLOOKUP($D13,'2_メイン'!$AC$17:$BB$20,4,FALSE)*$W13)","v":0},0]
[null,4,null,null,null,null,"",null,null,null,null,null,null,null,null,null,null,null,null,null,"",{"$f":"IF(U14=\"\",\"\",U14*HLOOKUP(D14,'2_メイン'!$AC$17:$BB$19,3,FALSE)/1000)","v":""},1,null,null,null,null,null,null,"補正後","CO2",{"$f":"IFERROR(AF11*$AV$3/AF13+AF11*$AW$3,0)","v":0},{"$f":"IFERROR(AG11*$AV$3/AG13+AG11*$AW$3,0)","v":0},0,0,0,0,0,0,0,0,0,0,{"$f":"SUM(AF14:AQ14)","v":0},null,{"$f":"IF(I14=\"\",0,I14*HLOOKUP($D14,'2_メイン'!$AC$17:$BB$19,3,FALSE)/1000*$W14)","v":0},{"$f":"IF(J14=\"\",0,J14*HLOOKUP($D14,'2_メイン'!$AC$17:$BB$19,3,FALSE)/1000*$W14)","v":0},{"$f":"IF(K14=\"\",0,K14*HLOOKUP($D14,'2_メイン'!$AC$17:$BB$19,3,FALSE)/1000*$W14)","v":0},{"$f":"IF(L14=\"\",0,L14*HLOOKUP($D14,'2_メイン'!$AC$17:$BB$19,3,FALSE)/1000*$W14)","v":0},{"$f":"IF(M14=\"\",0,M14*HLOOKUP($D14,'2_メイン'!$AC$17:$BB$19,3,FALSE)/1000*$W14)","v":0},{"$f":"IF(N14=\"\",0,N14*HLOOKUP($D14,'2_メイン'!$AC$17:$BB$19,3,FALSE)/1000*$W14)","v":0},{"$f":"IF(O14=\"\",0,O14*HLOOKUP($D14,'2_メイン'!$AC$17:$BB$19,3,FALSE)/1000*$W14)","v":0},{"$f":"IF(P14=\"\",0,P14*HLOOKUP($D14,'2_メイン'!$AC$17:$BB$19,3,FALSE)/1000*$W14)","v":0},{"$f":"IF(Q14=\"\",0,Q14*HLOOKUP($D14,'2_メイン'!$AC$17:$BB$19,3,FALSE)/1000*$W14)","v":0},{"$f":"IF(R14=\"\",0,R14*HLOOKUP($D14,'2_メイン'!$AC$17:$BB$19,3,FALSE)/1000*$W14)","v":0},{"$f":"IF(S14=\"\",0,S14*HLOOKUP($D14,'2_メイン'!$AC$17:$BB$19,3,FALSE)/1000*$W14)","v":0},{"$f":"IF(T14=\"\",0,T14*HLOOKUP($D14,'2_メイン'!$AC$17:$BB$19,3,FALSE)/1000*$W14)","v":0},0,null,{"$f":"IF(I14=\"\",0,I14*HLOOKUP($D14,'2_メイン'!$AC$17:$BB$20,4,FALSE)*$W14)","v":0},{"$f":"IF(J14=\"\",0,J14*HLOOKUP($D14,'2_メイン'!$AC$17:$BB$20,4,FALSE)*$W14)","v":0},{"$f":"IF(K14=\"\",0,K14*HLOOKUP($D14,'2_メイン'!$AC$17:$BB$20,4,FALSE)*$W14)","v":0},{"$f":"IF(L14=\"\",0,L14*HLOOKUP($D14,'2_メイン'!$AC$17:$BB$20,4,FALSE)*$W14)","v":0},{"$f":"IF(M14=\"\",0,M14*HLOOKUP($D14,'2_メイン'!$AC$17:$BB$20,4,FALSE)*$W14)","v":0},{"$f":"IF(N14=\"\",0,N14*HLOOKUP($D14,'2_メイン'!$AC$17:$BB$20,4,FALSE)*$W14)","v":0},{"$f":"IF(O14=\"\",0,O14*HLOOKUP($D14,'2_メイン'!$AC$17:$BB$20,4,FALSE)*$W14)","v":0},{"$f":"IF(P14=\"\",0,P14*HLOOKUP($D14,'2_メイン'!$AC$17:$BB$20,4,FALSE)*$W14)","v":0},{"$f":"IF(Q14=\"\",0,Q14*HLOOKUP($D14,'2_メイン'!$AC$17:$BB$20,4,FALSE)*$W14)","v":0},{"$f":"IF(R14=\"\",0,R14*HLOOKUP($D14,'2_メイン'!$AC$17:$BB$20,4,FALSE)*$W14)","v":0},{"$f":"IF(S14=\"\",0,S14*HLOOKUP($D14,'2_メイン'!$AC$17:$BB$20,4,FALSE)*$W14)","v":0},{"$f":"IF(T14=\"\",0,T14*HLOOKUP($D14,'2_メイン'!$AC$17:$BB$20,4,FALSE)*$W14)","v":0},0]
[null,5,null,null,null,null,"",null,null,null,null,null,null,null,null,null,null,null,null,null,"",{"$f":"IF(U15=\"\",\"\",U15*HLOOKUP(D15,'2_メイン'!$AC$17:$BB$19,3,FALSE)/1000)","v":""},1,null,null,null,null,null,null,null,"MJ",{"$f":"IFERROR(AF12*$AV$3/AF13+AF12*$AW$3,0)","v":0},{"$f":"IFERROR(AG12*$AV$3/AG13+AG12*$AW$3,0)","v":0},0,0,0,0,0,0,0,0,0,0,{"$f":"SUM(AF15:AQ15)","v":0},null,{"$f":"IF(I15=\"\",0,I15*HLOOKUP($D15,'2_メイン'!$AC$17:$BB$19,3,FALSE)/1000*$W15)","v":0},{"$f":"IF(J15=\"\",0,J15*HLOOKUP($D15,'2_メイン'!$AC$17:$BB$19,3,FALSE)/1000*$W15)","v":0},{"$f":"IF(K15=\"\",0,K15*HLOOKUP($D15,'2_メイン'!$AC$17:$BB$19,3,FALSE)/1000*$W15)","v":0},{"$f":"IF(L15=\"\",0,L15*HLOOKUP($D15,'2_メイン'!$AC$17:$BB$19,3,FALSE)/1000*$W15)","v":0},{"$f":"IF(M15=\"\",0,M15*HLOOKUP($D15,'2_メイン'!$AC$17:$BB$19,3,FALSE)/1000*$W15)","v":0},{"$f":"IF(N15=\"\",0,N15*HLOOKUP($D15,'2_メイン'!$AC$17:$BB$19,3,FALSE)/1000*$W15)","v":0},{"$f":"IF(O15=\"\",0,O15*HLOOKUP($D15,'2_メイン'!$AC$17:$BB$19,3,FALSE)/1000*$W15)","v":0},{"$f":"IF(P15=\"\",0,P15*HLOOKUP($D15,'2_メイン'!$AC$17:$BB$19,3,FALSE)/1000*$W15)","v":0},{"$f":"IF(Q15=\"\",0,Q15*HLOOKUP($D15,'2_メイン'!$AC$17:$BB$19,3,FALSE)/1000*$W15)","v":0},{"$f":"IF(R15=\"\",0,R15*HLOOKUP($D15,'2_メイン'!$AC$17:$BB$19,3,FALSE)/1000*$W15)","v":0},{"$f":"IF(S15=\"\",0,S15*HLOOKUP($D15,'2_メイン'!$AC$17:$BB$19,3,FALSE)/1000*$W15)","v":0},{"$f":"IF(T15=\"\",0,T15*HLOOKUP($D15,'2_メイン'!$AC$17:$BB$19,3,FALSE)/1000*$W15)","v":0},0,null,{"$f":"IF(I15=\"\",0,I15*HLOOKUP($D15,'2_メイン'!$AC$17:$BB$20,4,FALSE)*$W15)","v":0},{"$f":"IF(J15=\"\",0,J15*HLOOKUP($D15,'2_メイン'!$AC$17:$BB$20,4,FALSE)*$W15)","v":0},{"$f":"IF(K15=\"\",0,K15*HLOOKUP($D15,'2_メイン'!$AC$17:$BB$20,4,FALSE)*$W15)","v":0},{"$f":"IF(L15=\"\",0,L15*HLOOKUP($D15,'2_メイン'!$AC$17:$BB$20,4,FALSE)*$W15)","v":0},{"$f":"IF(M15=\"\",0,M15*HLOOKUP($D15,'2_メイン'!$AC$17:$BB$20,4,FALSE)*$W15)","v":0},{"$f":"IF(N15=\"\",0,N15*HLOOKUP($D15,'2_メイン'!$AC$17:$BB$20,4,FALSE)*$W15)","v":0},{"$f":"IF(O15=\"\",0,O15*HLOOKUP($D15,'2_メイン'!$AC$17:$BB$20,4,FALSE)*$W15)","v":0},{"$f":"IF(P15=\"\",0,P15*HLOOKUP($D15,'2_メイン'!$AC$17:$BB$20,4,FALSE)*$W15)","v":0},{"$f":"IF(Q15=\"\",0,Q15*HLOOKUP($D15,'2_メイン'!$AC$17:$BB$20,4,FALSE)*$W15)","v":0},{"$f":"IF(R15=\"\",0,R15*HLOOKUP($D15,'2_メイン'!$AC$17:$BB$20,4,FALSE)*$W15)","v":0},{"$f":"IF(S15=\"\",0,S15*HLOOKUP($D15,'2_メイン'!$AC$17:$BB$20,4,FALSE)*$W15)","v":0},{"$f":"IF(T15=\"\",0,T15*HLOOKUP($D15,'2_メイン'!$AC$17:$BB$20,4,FALSE)*$W15)","v":0},0]
[null,6,null,null,null,null,"",null,null,null,null,null,null,null,null,null,null,null,null,null,"",{"$f":"IF(U16=\"\",\"\",U16*HLOOKUP(D16,'2_メイン'!$AC$17:$BB$19,3,FALSE)/1000)","v":""},1,null,null,null,null,null,null,"エネルギー月別割合",null,{"$f":"IF(AF13>0,AI$3,0)","v":0},{"$f":"IF(AG13>0,AJ$3,0)","v":0},0,0,0,0,0,0,0,0,0,0,{"$f":"SUM(AF16:AQ16)","v":0},null,{"$f":"IF(I16=\"\",0,I16*HLOOKUP($D16,'2_メイン'!$AC$17:$BB$19,3,FALSE)/1000*$W16)","v":0},{"$f":"IF(J16=\"\",0,J16*HLOOKUP($D16,'2_メイン'!$AC$17:$BB$19,3,FALSE)/1000*$W16)","v":0},{"$f":"IF(K16=\"\",0,K16*HLOOKUP($D16,'2_メイン'!$AC$17:$BB$19,3,FALSE)/1000*$W16)","v":0},{"$f":"IF(L16=\"\",0,L16*HLOOKUP($D16,'2_メイン'!$AC$17:$BB$19,3,FALSE)/1000*$W16)","v":0},{"$f":"IF(M16=\"\",0,M16*HLOOKUP($D16,'2_メイン'!$AC$17:$BB$19,3,FALSE)/1000*$W16)","v":0},{"$f":"IF(N16=\"\",0,N16*HLOOKUP($D16,'2_メイン'!$AC$17:$BB$19,3,FALSE)/1000*$W16)","v":0},{"$f":"IF(O16=\"\",0,O16*HLOOKUP($D16,'2_メイン'!$AC$17:$BB$19,3,FALSE)/1000*$W16)","v":0},{"$f":"IF(P16=\"\",0,P16*HLOOKUP($D16,'2_メイン'!$AC$17:$BB$19,3,FALSE)/1000*$W16)","v":0},{"$f":"IF(Q16=\"\",0,Q16*HLOOKUP($D16,'2_メイン'!$AC$17:$BB$19,3,FALSE)/1000*$W16)","v":0},{"$f":"IF(R16=\"\",0,R16*HLOOKUP($D16,'2_メイン'!$AC$17:$BB$19,3,FALSE)/1000*$W16)","v":0},{"$f":"IF(S16=\"\",0,S16*HLOOKUP($D16,'2_メイン'!$AC$17:$BB$19,3,FALSE)/1000*$W16)","v":0},{"$f":"IF(T16=\"\",0,T16*HLOOKUP($D16,'2_メイン'!$AC$17:$BB$19,3,FALSE)/1000*$W16)","v":0},0,null,{"$f":"IF(I16=\"\",0,I16*HLOOKUP($D16,'2_メイン'!$AC$17:$BB$20,4,FALSE)*$W16)","v":0},{"$f":"IF(J16=\"\",0,J16*HLOOKUP($D16,'2_メイン'!$AC$17:$BB$20,4,FALSE)*$W16)","v":0},{"$f":"IF(K16=\"\",0,K16*HLOOKUP($D16,'2_メイン'!$AC$17:$BB$20,4,FALSE)*$W16)","v":0},{"$f":"IF(L16=\"\",0,L16*HLOOKUP($D16,'2_メイン'!$AC$17:$BB$20,4,FALSE)*$W16)","v":0},{"$f":"IF(M16=\"\",0,M16*HLOOKUP($D16,'2_メイン'!$AC$17:$BB$20,4,FALSE)*$W16)","v":0},{"$f":"IF(N16=\"\",0,N16*HLOOKUP($D16,'2_メイン'!$AC$17:$BB$20,4,FALSE)*$W16)","v":0},{"$f":"IF(O16=\"\",0,O16*HLOOKUP($D16,'2_メイン'!$AC$17:$BB$20,4,FALSE)*$W16)","v":0},{"$f":"IF(P16=\"\",0,P16*HLOOKUP($D16,'2_メイン'!$AC$17:$BB$20,4,FALSE)*$W16)","v":0},{"$f":"IF(Q16=\"\",0,Q16*HLOOKUP($D16,'2_メイン'!$AC$17:$BB$20,4,FALSE)*$W16)","v":0},{"$f":"IF(R16=\"\",0,R16*HLOOKUP($D16,'2_メイン'!$AC$17:$BB$20,4,FALSE)*$W16)","v":0},{"$f":"IF(S16=\"\",0,S16*HLOOKUP($D16,'2_メイン'!$AC$17:$BB$20,4,FALSE)*$W16)","v":0},{"$f":"IF(T16=\"\",0,T16*HLOOKUP($D16,'2_メイン'!$AC$17:$BB$20,4,FALSE)*$W16)","v":0},0]
[null,7,null,null,null,null,"",null,null,null,null,null,null,null,null,null,null,null,null,null,"",{"$f":"IF(U17=\"\",\"\",U17*HLOOKUP(D17,'2_メイン'!$AC$17:$BB$19,3,FALSE)/1000)","v":""},1,null,null,null,null,null,null,"入居率0の場合の補正値","CO2",{"$f":"IFERROR(IF(AF16>0,0,$AR$14/$AR$16*AI3),0)","v":0},{"$f":"IFERROR(IF(AG16>0,0,$AR$14/$AR$16*AJ3),0)","v":0},0,0,0,0,0,0,0,0,0,0,null,null,{"$f":"IF(I17=\"\",0,I17*HLOOKUP($D17,'2_メイン'!$AC$17:$BB$19,3,FALSE)/1000*$W17)","v":0},{"$f":"IF(J17=\"\",0,J17*HLOOKUP($D17,'2_メイン'!$AC$17:$BB$19,3,FALSE)/1000*$W17)","v":0},{"$f":"IF(K17=\"\",0,K17*HLOOKUP($D17,'2_メイン'!$AC$17:$BB$19,3,FALSE)/1000*$W17)","v":0},{"$f":"IF(L17=\"\",0,L17*HLOOKUP($D17,'2_メイン'!$AC$17:$BB$19,3,FALSE)/1000*$W17)","v":0},{"$f":"IF(M17=\"\",0,M17*HLOOKUP($D17,'2_メイン'!$AC$17:$BB$19,3,FALSE)/1000*$W17)","v":0},{"$f":"IF(N17=\"\",0,N17*HLOOKUP($D17,'2_メイン'!$AC$17:$BB$19,3,FALSE)/1000*$W17)","v":0},{"$f":"IF(O17=\"\",0,O17*HLOOKUP($D17,'2_メイン'!$AC$17:$BB$19,3,FALSE)/1000*$W17)","v":0},{"$f":"IF(P17=\"\",0,P17*HLOOKUP($D17,'2_メイン'!$AC$17:$BB$19,3,FALSE)/1000*$W17)","v":0},{"$f":"IF(Q17=\"\",0,Q17*HLOOKUP($D17,'2_メイン'!$AC$17:$BB$19,3,FALSE)/1000*$W17)","v":0},{"$f":"IF(R17=\"\",0,R17*HLOOKUP($D17,'2_メイン'!$AC$17:$BB$19,3,FALSE)/1000*$W17)","v":0},{"$f":"IF(S17=\"\",0,S17*HLOOKUP($D17,'2_メイン'!$AC$17:$BB$19,3,FALSE)/1000*$W17)","v":0},{"$f":"IF(T17=\"\",0,T17*HLOOKUP($D17,'2_メイン'!$AC$17:$BB$19,3,FALSE)/1000*$W17)","v":0},0,null,{"$f":"IF(I17=\"\",0,I17*HLOOKUP($D17,'2_メイン'!$AC$17:$BB$20,4,FALSE)*$W17)","v":0},{"$f":"IF(J17=\"\",0,J17*HLOOKUP($D17,'2_メイン'!$AC$17:$BB$20,4,FALSE)*$W17)","v":0},{"$f":"IF(K17=\"\",0,K17*HLOOKUP($D17,'2_メイン'!$AC$17:$BB$20,4,FALSE)*$W17)","v":0},{"$f":"IF(L17=\"\",0,L17*HLOOKUP($D17,'2_メイン'!$AC$17:$BB$20,4,FALSE)*$W17)","v":0},{"$f":"IF(M17=\"\",0,M17*HLOOKUP($D17,'2_メイン'!$AC$17:$BB$20,4,FALSE)*$W17)","v":0},{"$f":"IF(N17=\"\",0,N17*HLOOKUP($D17,'2_メイン'!$AC$17:$BB$20,4,FALSE)*$W17)","v":0},{"$f":"IF(O17=\"\",0,O17*HLOOKUP($D17,'2_メイン'!$AC$17:$BB$20,4,FALSE)*$W17)","v":0},{"$f":"IF(P17=\"\",0,P17*HLOOKUP($D17,'2_メイン'!$AC$17:$BB$20,4,FALSE)*$W17)","v":0},{"$f":"IF(Q17=\"\",0,Q17*HLOOKUP($D17,'2_メイン'!$AC$17:$BB$20,4,FALSE)*$W17)","v":0},{"$f":"IF(R17=\"\",0,R17*HLOOKUP($D17,'2_メイン'!$AC$17:$BB$20,4,FALSE)*$W17)","v":0},{"$f":"IF(S17=\"\",0,S17*HLOOKUP($D17,'2_メイン'!$AC$17:$BB$20,4,FALSE)*$W17)","v":0},{"$f":"IF(T17=\"\",0,T17*HLOOKUP($D17,'2_メイン'!$AC$17:$BB$20,4,FALSE)*$W17)","v":0},0]
[null,8,null,null,null,null,"",null,null,null,null,null,null,null,null,null,null,null,null,null,"",{"$f":"IF(U18=\"\",\"\",U18*HLOOKUP(D18,'2_メイン'!$AC$17:$BB$19,3,FALSE)/1000)","v":""},1,null,null,null,null,null,null,null,"MJ",{"$f":"IFERROR(IF(AF16>0,0,$AR$15/$AR$16*AI3),0)","v":0},{"$f":"IFERROR(IF(AG16>0,0,$AR$15/$AR$16*AJ3),0)","v":0},0,0,0,0,0,0,0,0,0,0,null,null,{"$f":"IF(I18=\"\",0,I18*HLOOKUP($D18,'2_メイン'!$AC$17:$BB$19,3,FALSE)/1000*$W18)","v":0},{"$f":"IF(J18=\"\",0,J18*HLOOKUP($D18,'2_メイン'!$AC$17:$BB$19,3,FALSE)/1000*$W18)","v":0},{"$f":"IF(K18=\"\",0,K18*HLOOKUP($D18,'2_メイン'!$AC$17:$BB$19,3,FALSE)/1000*$W18)","v":0},{"$f":"IF(L18=\"\",0,L18*HLOOKUP($D18,'2_メイン'!$AC$17:$BB$19,3,FALSE)/1000*$W18)","v":0},{"$f":"IF(M18=\"\",0,M18*HLOOKUP($D18,'2_メイン'!$AC$17:$BB$19,3,FALSE)/1000*$W18)","v":0},{"$f":"IF(N18=\"\",0,N18*HLOOKUP($D18,'2_メイン'!$AC$17:$BB$19,3,FALSE)/1000*$W18)","v":0},{"$f":"IF(O18=\"\",0,O18*HLOOKUP($D18,'2_メイン'!$AC$17:$BB$19,3,FALSE)/1000*$W18)","v":0},{"$f":"IF(P18=\"\",0,P18*HLOOKUP($D18,'2_メイン'!$AC$17:$BB$19,3,FALSE)/1000*$W18)","v":0},{"$f":"IF(Q18=\"\",0,Q18*HLOOKUP($D18,'2_メイン'!$AC$17:$BB$19,3,FALSE)/1000*$W18)","v":0},{"$f":"IF(R18=\"\",0,R18*HLOOKUP($D18,'2_メイン'!$AC$17:$BB$19,3,FALSE)/1000*$W18)","v":0},{"$f":"IF(S18=\"\",0,S18*HLOOKUP($D18,'2_メイン'!$AC$17:$BB$19,3,FALSE)/1000*$W18)","v":0},{"$f":"IF(T18=\"\",0,T18*HLOOKUP($D18,'2_メイン'!$AC$17:$BB$19,3,FALSE)/1000*$W18)","v":0},0,null,{"$f":"IF(I18=\"\",0,I18*HLOOKUP($D18,'2_メイン'!$AC$17:$BB$20,4,FALSE)*$W18)","v":0},{"$f":"IF(J18=\"\",0,J18*HLOOKUP($D18,'2_メイン'!$AC$17:$BB$20,4,FALSE)*$W18)","v":0},{"$f":"IF(K18=\"\",0,K18*HLOOKUP($D18,'2_メイン'!$AC$17:$BB$20,4,FALSE)*$W18)","v":0},{"$f":"IF(L18=\"\",0,L18*HLOOKUP($D18,'2_メイン'!$AC$17:$BB$20,4,FALSE)*$W18)","v":0},{"$f":"IF(M18=\"\",0,M18*HLOOKUP($D18,'2_メイン'!$AC$17:$BB$20,4,FALSE)*$W18)","v":0},{"$f":"IF(N18=\"\",0,N18*HLOOKUP($D18,'2_メイン'!$AC$17:$BB$20,4,FALSE)*$W18)","v":0},{"$f":"IF(O18=\"\",0,O18*HLOOKUP($D18,'2_メイン'!$AC$17:$BB$20,4,FALSE)*$W18)","v":0},{"$f":"IF(P18=\"\",0,P18*HLOOKUP($D18,'2_メイン'!$AC$17:$BB$20,4,FALSE)*$W18)","v":0},{"$f":"IF(Q18=\"\",0,Q18*HLOOKUP($D18,'2_メイン'!$AC$17:$BB$20,4,FALSE)*$W18)","v":0},{"$f":"IF(R18=\"\",0,R18*HLOOKUP($D18,'2_メイン'!$AC$17:$BB$20,4,FALSE)*$W18)","v":0},{"$f":"IF(S18=\"\",0,S18*HLOOKUP($D18,'2_メイン'!$AC$17:$BB$20,4,FALSE)*$W18)","v":0},{"$f":"IF(T18=\"\",0,T18*HLOOKUP($D18,'2_メイン'!$AC$17:$BB$20,4,FALSE)*$W18)","v":0},0]
[null,9,null,null,null,null,"",null,null,null,null,null,null,null,null,null,null,null,null,null,"",{"$f":"IF(U19=\"\",\"\",U19*HLOOKUP(D19,'2_メイン'!$AC$17:$BB$19,3,FALSE)/1000)","v":""},1,null,null,null,null,null,null,"採用値","CO2",{"$f":"AF14+AF17","v":0},{"$f":"AG14+AG17","v":0},0,0,0,0,0,0,0,0,0,0,{"$f":"SUM(AF19:AQ19)","v":0},null,{"$f":"IF(I19=\"\",0,I19*HLOOKUP($D19,'2_メイン'!$AC$17:$BB$19,3,FALSE)/1000*$W19)","v":0},{"$f":"IF(J19=\"\",0,J19*HLOOKUP($D19,'2_メイン'!$AC$17:$BB$19,3,FALSE)/1000*$W19)","v":0},{"$f":"IF(K19=\"\",0,K19*HLOOKUP($D19,'2_メイン'!$AC$17:$BB$19,3,FALSE)/1000*$W19)","v":0},{"$f":"IF(L19=\"\",0,L19*HLOOKUP($D19,'2_メイン'!$AC$17:$BB$19,3,FALSE)/1000*$W19)","v":0},{"$f":"IF(M19=\"\",0,M19*HLOOKUP($D19,'2_メイン'!$AC$17:$BB$19,3,FALSE)/1000*$W19)","v":0},{"$f":"IF(N19=\"\",0,N19*HLOOKUP($D19,'2_メイン'!$AC$17:$BB$19,3,FALSE)/1000*$W19)","v":0},{"$f":"IF(O19=\"\",0,O19*HLOOKUP($D19,'2_メイン'!$AC$17:$BB$19,3,FALSE)/1000*$W19)","v":0},{"$f":"IF(P19=\"\",0,P19*HLOOKUP($D19,'2_メイン'!$AC$17:$BB$19,3,FALSE)/1000*$W19)","v":0},{"$f":"IF(Q19=\"\",0,Q19*HLOOKUP($D19,'2_メイン'!$AC$17:$BB$19,3,FALSE)/1000*$W19)","v":0},{"$f":"IF(R19=\"\",0,R19*HLOOKUP($D19,'2_メイン'!$AC$17:$BB$19,3,FALSE)/1000*$W19)","v":0},{"$f":"IF(S19=\"\",0,S19*HLOOKUP($D19,'2_メイン'!$AC$17:$BB$19,3,FALSE)/1000*$W19)","v":0},{"$f":"IF(T19=\"\",0,T19*HLOOKUP($D19,'2_メイン'!$AC$17:$BB$19,3,FALSE)/1000*$W19)","v":0},0,null,{"$f":"IF(I19=\"\",0,I19*HLOOKUP($D19,'2_メイン'!$AC$17:$BB$20,4,FALSE)*$W19)","v":0},{"$f":"IF(J19=\"\",0,J19*HLOOKUP($D19,'2_メイン'!$AC$17:$BB$20,4,FALSE)*$W19)","v":0},{"$f":"IF(K19=\"\",0,K19*HLOOKUP($D19,'2_メイン'!$AC$17:$BB$20,4,FALSE)*$W19)","v":0},{"$f":"IF(L19=\"\",0,L19*HLOOKUP($D19,'2_メイン'!$AC$17:$BB$20,4,FALSE)*$W19)","v":0},{"$f":"IF(M19=\"\",0,M19*HLOOKUP($D19,'2_メイン'!$AC$17:$BB$20,4,FALSE)*$W19)","v":0},{"$f":"IF(N19=\"\",0,N19*HLOOKUP($D19,'2_メイン'!$AC$17:$BB$20,4,FALSE)*$W19)","v":0},{"$f":"IF(O19=\"\",0,O19*HLOOKUP($D19,'2_メイン'!$AC$17:$BB$20,4,FALSE)*$W19)","v":0},{"$f":"IF(P19=\"\",0,P19*HLOOKUP($D19,'2_メイン'!$AC$17:$BB$20,4,FALSE)*$W19)","v":0},{"$f":"IF(Q19=\"\",0,Q19*HLOOKUP($D19,'2_メイン'!$AC$17:$BB$20,4,FALSE)*$W19)","v":0},{"$f":"IF(R19=\"\",0,R19*HLOOKUP($D19,'2_メイン'!$AC$17:$BB$20,4,FALSE)*$W19)","v":0},{"$f":"IF(S19=\"\",0,S19*HLOOKUP($D19,'2_メイン'!$AC$17:$BB$20,4,FALSE)*$W19)","v":0},{"$f":"IF(T19=\"\",0,T19*HLOOKUP($D19,'2_メイン'!$AC$17:$BB$20,4,FALSE)*$W19)","v":0},0]
[null,10,null,null,null,null,"",null,null,null,null,null,null,null,null,null,null,null,null,null,"",{"$f":"IF(U20=\"\",\"\",U20*HLOOKUP(D20,'2_メイン'!$AC$17:$BB$19,3,FALSE)/1000)","v":""},1,null,null,null,null,null,null,null,"MJ",{"$f":"AF15+AF18","v":0},{"$f":"AG15+AG18","v":0},0,0,0,0,0,0,0,0,0,0,{"$f":"SUM(AF20:AQ20)","v":0},null,{"$f":"IF(I20=\"\",0,I20*HLOOKUP($D20,'2_メイン'!$AC$17:$BB$19,3,FALSE)/1000*$W20)","v":0},{"$f":"IF(J20=\"\",0,J20*HLOOKUP($D20,'2_メイン'!$AC$17:$BB$19,3,FALSE)/1000*$W20)","v":0},{"$f":"IF(K20=\"\",0,K20*HLOOKUP($D20,'2_メイン'!$AC$17:$BB$19,3,FALSE)/1000*$W20)","v":0},{"$f":"IF(L20=\"\",0,L20*HLOOKUP($D20,'2_メイン'!$AC$17:$BB$19,3,FALSE)/1000*$W20)","v":0},{"$f":"IF(M20=\"\",0,M20*HLOOKUP($D20,'2_メイン'!$AC$17:$BB$19,3,FALSE)/1000*$W20)","v":0},{"$f":"IF(N20=\"\",0,N20*HLOOKUP($D20,'2_メイン'!$AC$17:$BB$19,3,FALSE)/1000*$W20)","v":0},{"$f":"IF(O20=\"\",0,O20*HLOOKUP($D20,'2_メイン'!$AC$17:$BB$19,3,FALSE)/1000*$W20)","v":0},{"$f":"IF(P20=\"\",0,P20*HLOOKUP($D20,'2_メイン'!$AC$17:$BB$19,3,FALSE)/1000*$W20)","v":0},{"$f":"IF(Q20=\"\",0,Q20*HLOOKUP($D20,'2_メイン'!$AC$17:$BB$19,3,FALSE)/1000*$W20)","v":0},{"$f":"IF(R20=\"\",0,R20*HLOOKUP($D20,'2_メイン'!$AC$17:$BB$19,3,FALSE)/1000*$W20)","v":0},{"$f":"IF(S20=\"\",0,S20*HLOOKUP($D20,'2_メイン'!$AC$17:$BB$19,3,FALSE)/1000*$W20)","v":0},{"$f":"IF(T20=\"\",0,T20*HLOOKUP($D20,'2_メイン'!$AC$17:$BB$19,3,FALSE)/1000*$W20)","v":0},0,null,{"$f":"IF(I20=\"\",0,I20*HLOOKUP($D20,'2_メイン'!$AC$17:$BB$20,4,FALSE)*$W20)","v":0},{"$f":"IF(J20=\"\",0,J20*HLOOKUP($D20,'2_メイン'!$AC$17:$BB$20,4,FALSE)*$W20)","v":0},{"$f":"IF(K20=\"\",0,K20*HLOOKUP($D20,'2_メイン'!$AC$17:$BB$20,4,FALSE)*$W20)","v":0},{"$f":"IF(L20=\"\",0,L20*HLOOKUP($D20,'2_メイン'!$AC$17:$BB$20,4,FALSE)*$W20)","v":0},{"$f":"IF(M20=\"\",0,M20*HLOOKUP($D20,'2_メイン'!$AC$17:$BB$20,4,FALSE)*$W20)","v":0},{"$f":"IF(N20=\"\",0,N20*HLOOKUP($D20,'2_メイン'!$AC$17:$BB$20,4,FALSE)*$W20)","v":0},{"$f":"IF(O20=\"\",0,O20*HLOOKUP($D20,'2_メイン'!$AC$17:$BB$20,4,FALSE)*$W20)","v":0},{"$f":"IF(P20=\"\",0,P20*HLOOKUP($D20,'2_メイン'!$AC$17:$BB$20,4,FALSE)*$W20)","v":0},{"$f":"IF(Q20=\"\",0,Q20*HLOOKUP($D20,'2_メイン'!$AC$17:$BB$20,4,FALSE)*$W20)","v":0},{"$f":"IF(R20=\"\",0,R20*HLOOKUP($D20,'2_メイン'!$AC$17:$BB$20,4,FALSE)*$W20)","v":0},{"$f":"IF(S20=\"\",0,S20*HLOOKUP($D20,'2_メイン'!$AC$17:$BB$20,4,FALSE)*$W20)","v":0},{"$f":"IF(T20=\"\",0,T20*HLOOKUP($D20,'2_メイン'!$AC$17:$BB$20,4,FALSE)*$W20)","v":0},0]
[null,11,null,null,null,null,"",null,null,null,null,null,null,null,null,null,null,null,null,null,null,{"$f":"IF(U21=\"\",\"\",U21*HLOOKUP(D21,'2_メイン'!$AC$17:$BB$19,3,FALSE)/1000)","v":""},1,null,null,null,null,null,2016,"補正前","CO2",{"$f":"SUMIF($H11:$H210,$AC21,AT$11:AT$210)","v":0},{"$f":"SUMIF($H11:$H210,$AC21,AU$11:AU$210)","v":0},0,0,0,0,0,0,0,0,0,0,{"$f":"SUM(AF21:AQ21)","v":0},null,{"$f":"IF(I21=\"\",0,I21*HLOOKUP($D21,'2_メイン'!$AC$17:$BB$19,3,FALSE)/1000*$W21)","v":0},{"$f":"IF(J21=\"\",0,J21*HLOOKUP($D21,'2_メイン'!$AC$17:$BB$19,3,FALSE)/1000*$W21)","v":0},{"$f":"IF(K21=\"\",0,K21*HLOOKUP($D21,'2_メイン'!$AC$17:$BB$19,3,FALSE)/1000*$W21)","v":0},{"$f":"IF(L21=\"\",0,L21*HLOOKUP($D21,'2_メイン'!$AC$17:$BB$19,3,FALSE)/1000*$W21)","v":0},{"$f":"IF(M21=\"\",0,M21*HLOOKUP($D21,'2_メイン'!$AC$17:$BB$19,3,FALSE)/1000*$W21)","v":0},{"$f":"IF(N21=\"\",0,N21*HLOOKUP($D21,'2_メイン'!$AC$17:$BB$19,3,FALSE)/1000*$W21)","v":0},{"$f":"IF(O21=\"\",0,O21*HLOOKUP($D21,'2_メイン'!$AC$17:$BB$19,3,FALSE)/1000*$W21)","v":0},{"$f":"IF(P21=\"\",0,P21*HLOOKUP($D21,'2_メイン'!$AC$17:$BB$19,3,FALSE)/1000*$W21)","v":0},{"$f":"IF(Q21=\"\",0,Q21*HLOOKUP($D21,'2_メイン'!$AC$17:$BB$19,3,FALSE)/1000*$W21)","v":0},{"$f":"IF(R21=\"\",0,R21*HLOOKUP($D21,'2_メイン'!$AC$17:$BB$19,3,FALSE)/1000*$W21)","v":0},{"$f":"IF(S21=\"\",0,S21*HLOOKUP($D21,'2_メイン'!$AC$17:$BB$19,3,FALSE)/1000*$W21)","v":0},{"$f":"IF(T21=\"\",0,T21*HLOOKUP($D21,'2_メイン'!$AC$17:$BB$19,3,FALSE)/1000*$W21)","v":0},null,null,{"$f":"IF(I21=\"\",0,I21*HLOOKUP($D21,'2_メイン'!$AC$17:$BB$20,4,FALSE)*$W21)","v":0},{"$f":"IF(J21=\"\",0,J21*HLOOKUP($D21,'2_メイン'!$AC$17:$BB$20,4,FALSE)*$W21)","v":0},{"$f":"IF(K21=\"\",0,K21*HLOOKUP($D21,'2_メイン'!$AC$17:$BB$20,4,FALSE)*$W21)","v":0},{"$f":"IF(L21=\"\",0,L21*HLOOKUP($D21,'2_メイン'!$AC$17:$BB$20,4,FALSE)*$W21)","v":0},{"$f":"IF(M21=\"\",0,M21*HLOOKUP($D21,'2_メイン'!$AC$17:$BB$20,4,FALSE)*$W21)","v":0},{"$f":"IF(N21=\"\",0,N21*HLOOKUP($D21,'2_メイン'!$AC$17:$BB$20,4,FALSE)*$W21)","v":0},{"$f":"IF(O21=\"\",0,O21*HLOOKUP($D21,'2_メイン'!$AC$17:$BB$20,4,FALSE)*$W21)","v":0},{"$f":"IF(P21=\"\",0,P21*HLOOKUP($D21,'2_メイン'!$AC$17:$BB$20,4,FALSE)*$W21)","v":0},{"$f":"IF(Q21=\"\",0,Q21*HLOOKUP($D21,'2_メイン'!$AC$17:$BB$20,4,FALSE)*$W21)","v":0},{"$f":"IF(R21=\"\",0,R21*HLOOKUP($D21,'2_メイン'!$AC$17:$BB$20,4,FALSE)*$W21)","v":0},{"$f":"IF(S21=\"\",0,S21*HLOOKUP($D21,'2_メイン'!$AC$17:$BB$20,4,FALSE)*$W21)","v":0},{"$f":"IF(T21=\"\",0,T21*HLOOKUP($D21,'2_メイン'!$AC$17:$BB$20,4,FALSE)*$W21)","v":0}]
[null,12,null,null,null,null,"",null,null,null,null,null,null,null,null,null,null,null,null,null,null,{"$f":"IF(U22=\"\",\"\",U22*HLOOKUP(D22,'2_メイン'!$AC$17:$BB$19,3,FALSE)/1000)","v":""},1,null,null,null,null,null,null,null,"MJ",{"$f":"SUMIF($H11:$H210,$AC21,BH$11:BH$210)","v":0},{"$f":"SUMIF($H11:$H210,$AC21,BI$11:BI$210)","v":0},0,0,0,0,0,0,0,0,0,0,{"$f":"SUM(AF22:AQ22)","v":0},null,{"$f":"IF(I22=\"\",0,I22*HLOOKUP($D22,'2_メイン'!$AC$17:$BB$19,3,FALSE)/1000*$W22)","v":0},{"$f":"IF(J22=\"\",0,J22*HLOOKUP($D22,'2_メイン'!$AC$17:$BB$19,3,FALSE)/1000*$W22)","v":0},{"$f":"IF(K22=\"\",0,K22*HLOOKUP($D22,'2_メイン'!$AC$17:$BB$19,3,FALSE)/1000*$W22)","v":0},{"$f":"IF(L22=\"\",0,L22*HLOOKUP($D22,'2_メイン'!$AC$17:$BB$19,3,FALSE)/1000*$W22)","v":0},{"$f":"IF(M22=\"\",0,M22*HLOOKUP($D22,'2_メイン'!$AC$17:$BB$19,3,FALSE)/1000*$W22)","v":0},{"$f":"IF(N22=\"\",0,N22*HLOOKUP($D22,'2_メイン'!$AC$17:$BB$19,3,FALSE)/1000*$W22)","v":0},{"$f":"IF(O22=\"\",0,O22*HLOOKUP($D22,'2_メイン'!$AC$17:$BB$19,3,FALSE)/1000*$W22)","v":0},{"$f":"IF(P22=\"\",0,P22*HLOOKUP($D22,'2_メイン'!$AC$17:$BB$19,3,FALSE)/1000*$W22)","v":0},{"$f":"IF(Q22=\"\",0,Q22*HLOOKUP($D22,'2_メイン'!$AC$17:$BB$19,3,FALSE)/1000*$W22)","v":0},{"$f":"IF(R22=\"\",0,R22*HLOOKUP($D22,'2_メイン'!$AC$17:$BB$19,3,FALSE)/1000*$W22)","v":0},{"$f":"IF(S22=\"\",0,S22*HLOOKUP($D22,'2_メイン'!$AC$17:$BB$19,3,FALSE)/1000*$W22)","v":0},{"$f":"IF(T22=\"\",0,T22*HLOOKUP($D22,'2_メイン'!$AC$17:$BB$19,3,FALSE)/1000*$W22)","v":0},null,null,{"$f":"IF(I22=\"\",0,I22*HLOOKUP($D22,'2_メイン'!$AC$17:$BB$20,4,FALSE)*$W22)","v":0},{"$f":"IF(J22=\"\",0,J22*HLOOKUP($D22,'2_メイン'!$AC$17:$BB$20,4,FALSE)*$W22)","v":0},{"$f":"IF(K22=\"\",0,K22*HLOOKUP($D22,'2_メイン'!$AC$17:$BB$20,4,FALSE)*$W22)","v":0},{"$f":"IF(L22=\"\",0,L22*HLOOKUP($D22,'2_メイン'!$AC$17:$BB$20,4,FALSE)*$W22)","v":0},{"$f":"IF(M22=\"\",0,M22*HLOOKUP($D22,'2_メイン'!$AC$17:$BB$20,4,FALSE)*$W22)","v":0},{"$f":"IF(N22=\"\",0,N22*HLOOKUP($D22,'2_メイン'!$AC$17:$BB$20,4,FALSE)*$W22)","v":0},{"$f":"IF(O22=\"\",0,O22*HLOOKUP($D22,'2_メイン'!$AC$17:$BB$20,4,FALSE)*$W22)","v":0},{"$f":"IF(P22=\"\",0,P22*HLOOKUP($D22,'2_メイン'!$AC$17:$BB$20,4,FALSE)*$W22)","v":0},{"$f":"IF(Q22=\"\",0,Q22*HLOOKUP($D22,'2_メイン'!$AC$17:$BB$20,4,FALSE)*$W22)","v":0},{"$f":"IF(R22=\"\",0,R22*HLOOKUP($D22,'2_メイン'!$AC$17:$BB$20,4,FALSE)*$W22)","v":0},{"$f":"IF(S22=\"\",0,S22*HLOOKUP($D22,'2_メイン'!$AC$17:$BB$20,4,FALSE)*$W22)","v":0},{"$f":"IF(T22=\"\",0,T22*HLOOKUP($D22,'2_メイン'!$AC$17:$BB$20,4,FALSE)*$W22)","v":0}]
[null,13,null,null,null,null,"",null,null,null,null,null,null,null,null,null,null,null,null,null,null,{"$f":"IF(U23=\"\",\"\",U23*HLOOKUP(D23,'2_メイン'!$AC$17:$BB$19,3,FALSE)/1000)","v":""},1,null,null,null,null,null,null,"入居率",null,{"$f":"IF(SUMIF('7_テナント入居率'!$C$14:$C$43,$AC$21,'7_テナント入居率'!D14:D43)=0,0,SUMIF('7_テナント入居率'!$C$14:$C$43,$AC$21,'7_テナント入居率'!D14:D43))","v":0},{"$f":"IF(SUMIF('7_テナント入居率'!$C$14:$C$43,$AC$21,'7_テナント入居率'!E14:E43)=0,0,SUMIF('7_テナント入居率'!$C$14:$C$43,$AC$21,'7_テナント入居率'!E14:E43))","v":0},{"$f":"IF(SUMIF('7_テナント入居率'!$C$14:$C$43,$AC$21,'7_テナント入居率'!F14:F43)=0,0,SUMIF('7_テナント入居率'!$C$14:$C$43,$AC$21,'7_テナント入居率'!F14:F43))","v":0},{"$f":"IF(SUMIF('7_テナント入居率'!$C$14:$C$43,$AC$21,'7_テナント入居率'!G14:G43)=0,0,SUMIF('7_テナント入居率'!$C$14:$C$43,$AC$21,'7_テナント入居率'!G14:G43))","v":0},{"$f":"IF(SUMIF('7_テナント入居率'!$C$14:$C$43,$AC$21,'7_テナント入居率'!H14:H43)=0,0,SUMIF('7_テナント入居率'!$C$14:$C$43,$AC$21,'7_テナント入居率'!H14:H43))","v":0},{"$f":"IF(SUMIF('7_テナント入居率'!$C$14:$C$43,$AC$21,'7_テナント入居率'!I14:I43)=0,0,SUMIF('7_テナント入居率'!$C$14:$C$43,$AC$21,'7_テナント入居率'!I14:I43))","v":0},{"$f":"IF(SUMIF('7_テナント入居率'!$C$14:$C$43,$AC$21,'7_テナント入居率'!J14:J43)=0,0,SUMIF('7_テナント入居率'!$C$14:$C$43,$AC$21,'7_テナント入居率'!J14:J43))","v":0},{"$f":"IF(SUMIF('7_テナント入居率'!$C$14:$C$43,$AC$21,'7_テナント入居率'!K14:K43)=0,0,SUMIF('7_テナント入居率'!$C$14:$C$43,$AC$21,'7_テナント入居率'!K14:K43))","v":0},{"$f":"IF(SUMIF('7_テナント入居率'!$C$14:$C$43,$AC$21,'7_テナント入居率'!L14:L43)=0,0,SUMIF('7_テナント入居率'!$C$14:$C$43,$AC$21,'7_テナント入居率'!L14:L43))","v":0},{"$f":"IF(SUMIF('7_テナント入居率'!$C$14:$C$43,$AC$21,'7_テナント入居率'!M14:M43)=0,0,SUMIF('7_テナント入居率'!$C$14:$C$43,$AC$21,'7_テナント入居率'!M14:M43))","v":0},{"$f":"IF(SUMIF('7_テナント入居率'!$C$14:$C$43,$AC$21,'7_テナント入居率'!N14:N43)=0,0,SUMIF('7_テナント入居率'!$C$14:$C$43,$AC$21,'7_テナント入居率'!N14:N43))","v":0},{"$f":"IF(SUMIF('7_テナント入居率'!$C$14:$C$43,$AC$21,'7_テナント入居率'!O14:O43)=0,0,SUMIF('7_テナント入居率'!$C$14:$C$43,$AC$21,'7_テナント入居率'!O14:O43))","v":0},null,null,{"$f":"IF(I23=\"\",0,I23*HLOOKUP($D23,'2_メイン'!$AC$17:$BB$19,3,FALSE)/1000*$W23)","v":0},{"$f":"IF(J23=\"\",0,J23*HLOOKUP($D23,'2_メイン'!$AC$17:$BB$19,3,FALSE)/1000*$W23)","v":0},{"$f":"IF(K23=\"\",0,K23*HLOOKUP($D23,'2_メイン'!$AC$17:$BB$19,3,FALSE)/1000*$W23)","v":0},{"$f":"IF(L23=\"\",0,L23*HLOOKUP($D23,'2_メイン'!$AC$17:$BB$19,3,FALSE)/1000*$W23)","v":0},{"$f":"IF(M23=\"\",0,M23*HLOOKUP($D23,'2_メイン'!$AC$17:$BB$19,3,FALSE)/1000*$W23)","v":0},{"$f":"IF(N23=\"\",0,N23*HLOOKUP($D23,'2_メイン'!$AC$17:$BB$19,3,FALSE)/1000*$W23)","v":0},{"$f":"IF(O23=\"\",0,O23*HLOOKUP($D23,'2_メイン'!$AC$17:$BB$19,3,FALSE)/1000*$W23)","v":0},{"$f":"IF(P23=\"\",0,P23*HLOOKUP($D23,'2_メイン'!$AC$17:$BB$19,3,FALSE)/1000*$W23)","v":0},{"$f":"IF(Q23=\"\",0,Q23*HLOOKUP($D23,'2_メイン'!$AC$17:$BB$19,3,FALSE)/1000*$W23)","v":0},{"$f":"IF(R23=\"\",0,R23*HLOOKUP($D23,'2_メイン'!$AC$17:$BB$19,3,FALSE)/1000*$W23)","v":0},{"$f":"IF(S23=\"\",0,S23*HLOOKUP($D23,'2_メイン'!$AC$17:$BB$19,3,FALSE)/1000*$W23)","v":0},{"$f":"IF(T23=\"\",0,T23*HLOOKUP($D23,'2_メイン'!$AC$17:$BB$19,3,FALSE)/1000*$W23)","v":0},null,null,{"$f":"IF(I23=\"\",0,I23*HLOOKUP($D23,'2_メイン'!$AC$17:$BB$20,4,FALSE)*$W23)","v":0},{"$f":"IF(J23=\"\",0,J23*HLOOKUP($D23,'2_メイン'!$AC$17:$BB$20,4,FALSE)*$W23)","v":0},{"$f":"IF(K23=\"\",0,K23*HLOOKUP($D23,'2_メイン'!$AC$17:$BB$20,4,FALSE)*$W23)","v":0},{"$f":"IF(L23=\"\",0,L23*HLOOKUP($D23,'2_メイン'!$AC$17:$BB$20,4,FALSE)*$W23)","v":0},{"$f":"IF(M23=\"\",0,M23*HLOOKUP($D23,'2_メイン'!$AC$17:$BB$20,4,FALSE)*$W23)","v":0},{"$f":"IF(N23=\"\",0,N23*HLOOKUP($D23,'2_メイン'!$AC$17:$BB$20,4,FALSE)*$W23)","v":0},{"$f":"IF(O23=\"\",0,O23*HLOOKUP($D23,'2_メイン'!$AC$17:$BB$20,4,FALSE)*$W23)","v":0},{"$f":"IF(P23=\"\",0,P23*HLOOKUP($D23,'2_メイン'!$AC$17:$BB$20,4,FALSE)*$W23)","v":0},{"$f":"IF(Q23=\"\",0,Q23*HLOOKUP($D23,'2_メイン'!$AC$17:$BB$20,4,FALSE)*$W23)","v":0},{"$f":"IF(R23=\"\",0,R23*HLOOKUP($D23,'2_メイン'!$AC$17:$BB$20,4,FALSE)*$W23)","v":0},{"$f":"IF(S23=\"\",0,S23*HLOOKUP($D23,'2_メイン'!$AC$17:$BB$20,4,FALSE)*$W23)","v":0},{"$f":"IF(T23=\"\",0,T23*HLOOKUP($D23,'2_メイン'!$AC$17:$BB$20,4,FALSE)*$W23)","v":0}]
[null,14,null,null,null,null,"",null,null,null,null,null,null,null,null,null,null,null,null,null,null,{"$f":"IF(U24=\"\",\"\",U24*HLOOKUP(D24,'2_メイン'!$AC$17:$BB$19,3,FALSE)/1000)","v":""},1,null,null,null,null,null,null,"補正後","CO2",{"$f":"IFERROR(AF21*$AV$3/AF23+AF21*$AW$3,0)","v":0},{"$f":"IFERROR(AG21*$AV$3/AG23+AG21*$AW$3,0)","v":0},0,0,0,0,0,0,0,0,0,0,{"$f":"SUM(AF24:AQ24)","v":0},null,{"$f":"IF(I24=\"\",0,I24*HLOOKUP($D24,'2_メイン'!$AC$17:$BB$19,3,FALSE)/1000*$W24)","v":0},{"$f":"IF(J24=\"\",0,J24*HLOOKUP($D24,'2_メイン'!$AC$17:$BB$19,3,FALSE)/1000*$W24)","v":0},{"$f":"IF(K24=\"\",0,K24*HLOOKUP($D24,'2_メイン'!$AC$17:$BB$19,3,FALSE)/1000*$W24)","v":0},{"$f":"IF(L24=\"\",0,L24*HLOOKUP($D24,'2_メイン'!$AC$17:$BB$19,3,FALSE)/1000*$W24)","v":0},{"$f":"IF(M24=\"\",0,M24*HLOOKUP($D24,'2_メイン'!$AC$17:$BB$19,3,FALSE)/1000*$W24)","v":0},{"$f":"IF(N24=\"\",0,N24*HLOOKUP($D24,'2_メイン'!$AC$17:$BB$19,3,FALSE)/1000*$W24)","v":0},{"$f":"IF(O24=\"\",0,O24*HLOOKUP($D24,'2_メイン'!$AC$17:$BB$19,3,FALSE)/1000*$W24)","v":0},{"$f":"IF(P24=\"\",0,P24*HLOOKUP($D24,'2_メイン'!$AC$17:$BB$19,3,FALSE)/1000*$W24)","v":0},{"$f":"IF(Q24=\"\",0,Q24*HLOOKUP($D24,'2_メイン'!$AC$17:$BB$19,3,FALSE)/1000*$W24)","v":0},{"$f":"IF(R24=\"\",0,R24*HLOOKUP($D24,'2_メイン'!$AC$17:$BB$19,3,FALSE)/1000*$W24)","v":0},{"$f":"IF(S24=\"\",0,S24*HLOOKUP($D24,'2_メイン'!$AC$17:$BB$19,3,FALSE)/1000*$W24)","v":0},{"$f":"IF(T24=\"\",0,T24*HLOOKUP($D24,'2_メイン'!$AC$17:$BB$19,3,FALSE)/1000*$W24)","v":0},null,null,{"$f":"IF(I24=\"\",0,I24*HLOOKUP($D24,'2_メイン'!$AC$17:$BB$20,4,FALSE)*$W24)","v":0},{"$f":"IF(J24=\"\",0,J24*HLOOKUP($D24,'2_メイン'!$AC$17:$BB$20,4,FALSE)*$W24)","v":0},{"$f":"IF(K24=\"\",0,K24*HLOOKUP($D24,'2_メイン'!$AC$17:$BB$20,4,FALSE)*$W24)","v":0},{"$f":"IF(L24=\"\",0,L24*HLOOKUP($D24,'2_メイン'!$AC$17:$BB$20,4,FALSE)*$W24)","v":0},{"$f":"IF(M24=\"\",0,M24*HLOOKUP($D24,'2_メイン'!$AC$17:$BB$20,4,FALSE)*$W24)","v":0},{"$f":"IF(N24=\"\",0,N24*HLOOKUP($D24,'2_メイン'!$AC$17:$BB$20,4,FALSE)*$W24)","v":0},{"$f":"IF(O24=\"\",0,O24*HLOOKUP($D24,'2_メイン'!$AC$17:$BB$20,4,FALSE)*$W24)","v":0},{"$f":"IF(P24=\"\",0,P24*HLOOKUP($D24,'2_メイン'!$AC$17:$BB$20,4,FALSE)*$W24)","v":0},{"$f":"IF(Q24=\"\",0,Q24*HLOOKUP($D24,'2_メイン'!$AC$17:$BB$20,4,FALSE)*$W24)","v":0},{"$f":"IF(R24=\"\",0,R24*HLOOKUP($D24,'2_メイン'!$AC$17:$BB$20,4,FALSE)*$W24)","v":0},{"$f":"IF(S24=\"\",0,S24*HLOOKUP($D24,'2_メイン'!$AC$17:$BB$20,4,FALSE)*$W24)","v":0},{"$f":"IF(T24=\"\",0,T24*HLOOKUP($D24,'2_メイン'!$AC$17:$BB$20,4,FALSE)*$W24)","v":0}]
[null,15,null,null,null,null,"",null,null,null,null,null,null,null,null,null,null,null,null,null,null,{"$f":"IF(U25=\"\",\"\",U25*HLOOKUP(D25,'2_メイン'!$AC$17:$BB$19,3,FALSE)/1000)","v":""},1,null,null,null,null,null,null,null,"MJ",{"$f":"IFERROR(AF22*$AV$3/AF23+AF22*$AW$3,0)","v":0},{"$f":"IFERROR(AG22*$AV$3/AG23+AG22*$AW$3,0)","v":0},0,0,0,0,0,0,0,0,0,0,{"$f":"SUM(AF25:AQ25)","v":0},null,{"$f":"IF(I25=\"\",0,I25*HLOOKUP($D25,'2_メイン'!$AC$17:$BB$19,3,FALSE)/1000*$W25)","v":0},{"$f":"IF(J25=\"\",0,J25*HLOOKUP($D25,'2_メイン'!$AC$17:$BB$19,3,FALSE)/1000*$W25)","v":0},{"$f":"IF(K25=\"\",0,K25*HLOOKUP($D25,'2_メイン'!$AC$17:$BB$19,3,FALSE)/1000*$W25)","v":0},{"$f":"IF(L25=\"\",0,L25*HLOOKUP($D25,'2_メイン'!$AC$17:$BB$19,3,FALSE)/1000*$W25)","v":0},{"$f":"IF(M25=\"\",0,M25*HLOOKUP($D25,'2_メイン'!$AC$17:$BB$19,3,FALSE)/1000*$W25)","v":0},{"$f":"IF(N25=\"\",0,N25*HLOOKUP($D25,'2_メイン'!$AC$17:$BB$19,3,FALSE)/1000*$W25)","v":0},{"$f":"IF(O25=\"\",0,O25*HLOOKUP($D25,'2_メイン'!$AC$17:$BB$19,3,FALSE)/1000*$W25)","v":0},{"$f":"IF(P25=\"\",0,P25*HLOOKUP($D25,'2_メイン'!$AC$17:$BB$19,3,FALSE)/1000*$W25)","v":0},{"$f":"IF(Q25=\"\",0,Q25*HLOOKUP($D25,'2_メイン'!$AC$17:$BB$19,3,FALSE)/1000*$W25)","v":0},{"$f":"IF(R25=\"\",0,R25*HLOOKUP($D25,'2_メイン'!$AC$17:$BB$19,3,FALSE)/1000*$W25)","v":0},{"$f":"IF(S25=\"\",0,S25*HLOOKUP($D25,'2_メイン'!$AC$17:$BB$19,3,FALSE)/1000*$W25)","v":0},{"$f":"IF(T25=\"\",0,T25*HLOOKUP($D25,'2_メイン'!$AC$17:$BB$19,3,FALSE)/1000*$W25)","v":0},null,null,{"$f":"IF(I25=\"\",0,I25*HLOOKUP($D25,'2_メイン'!$AC$17:$BB$20,4,FALSE)*$W25)","v":0},{"$f":"IF(J25=\"\",0,J25*HLOOKUP($D25,'2_メイン'!$AC$17:$BB$20,4,FALSE)*$W25)","v":0},{"$f":"IF(K25=\"\",0,K25*HLOOKUP($D25,'2_メイン'!$AC$17:$BB$20,4,FALSE)*$W25)","v":0},{"$f":"IF(L25=\"\",0,L25*HLOOKUP($D25,'2_メイン'!$AC$17:$BB$20,4,FALSE)*$W25)","v":0},{"$f":"IF(M25=\"\",0,M25*HLOOKUP($D25,'2_メイン'!$AC$17:$BB$20,4,FALSE)*$W25)","v":0},{"$f":"IF(N25=\"\",0,N25*HLOOKUP($D25,'2_メイン'!$AC$17:$BB$20,4,FALSE)*$W25)","v":0},{"$f":"IF(O25=\"\",0,O25*HLOOKUP($D25,'2_メイン'!$AC$17:$BB$20,4,FALSE)*$W25)","v":0},{"$f":"IF(P25=\"\",0,P25*HLOOKUP($D25,'2_メイン'!$AC$17:$BB$20,4,FALSE)*$W25)","v":0},{"$f":"IF(Q25=\"\",0,Q25*HLOOKUP($D25,'2_メイン'!$AC$17:$BB$20,4,FALSE)*$W25)","v":0},{"$f":"IF(R25=\"\",0,R25*HLOOKUP($D25,'2_メイン'!$AC$17:$BB$20,4,FALSE)*$W25)","v":0},{"$f":"IF(S25=\"\",0,S25*HLOOKUP($D25,'2_メイン'!$AC$17:$BB$20,4,FALSE)*$W25)","v":0},{"$f":"IF(T25=\"\",0,T25*HLOOKUP($D25,'2_メイン'!$AC$17:$BB$20,4,FALSE)*$W25)","v":0}]
[null,16,null,null,null,null,"",null,null,null,null,null,null,null,null,null,null,null,null,null,null,{"$f":"IF(U26=\"\",\"\",U26*HLOOKUP(D26,'2_メイン'!$AC$17:$BB$19,3,FALSE)/1000)","v":""},1,null,null,null,null,null,null,"エネルギー月別割合",null,{"$f":"IF(AF23>0,AI$3,0)","v":0},{"$f":"IF(AG23>0,AJ$3,0)","v":0},0,0,0,0,0,0,0,0,0,0,{"$f":"SUM(AF26:AQ26)","v":0},null,{"$f":"IF(I26=\"\",0,I26*HLOOKUP($D26,'2_メイン'!$AC$17:$BB$19,3,FALSE)/1000*$W26)","v":0},{"$f":"IF(J26=\"\",0,J26*HLOOKUP($D26,'2_メイン'!$AC$17:$BB$19,3,FALSE)/1000*$W26)","v":0},{"$f":"IF(K26=\"\",0,K26*HLOOKUP($D26,'2_メイン'!$AC$17:$BB$19,3,FALSE)/1000*$W26)","v":0},{"$f":"IF(L26=\"\",0,L26*HLOOKUP($D26,'2_メイン'!$AC$17:$BB$19,3,FALSE)/1000*$W26)","v":0},{"$f":"IF(M26=\"\",0,M26*HLOOKUP($D26,'2_メイン'!$AC$17:$BB$19,3,FALSE)/1000*$W26)","v":0},{"$f":"IF(N26=\"\",0,N26*HLOOKUP($D26,'2_メイン'!$AC$17:$BB$19,3,FALSE)/1000*$W26)","v":0},{"$f":"IF(O26=\"\",0,O26*HLOOKUP($D26,'2_メイン'!$AC$17:$BB$19,3,FALSE)/1000*$W26)","v":0},{"$f":"IF(P26=\"\",0,P26*HLOOKUP($D26,'2_メイン'!$AC$17:$BB$19,3,FALSE)/1000*$W26)","v":0},{"$f":"IF(Q26=\"\",0,Q26*HLOOKUP($D26,'2_メイン'!$AC$17:$BB$19,3,FALSE)/1000*$W26)","v":0},{"$f":"IF(R26=\"\",0,R26*HLOOKUP($D26,'2_メイン'!$AC$17:$BB$19,3,FALSE)/1000*$W26)","v":0},{"$f":"IF(S26=\"\",0,S26*HLOOKUP($D26,'2_メイン'!$AC$17:$BB$19,3,FALSE)/1000*$W26)","v":0},{"$f":"IF(T26=\"\",0,T26*HLOOKUP($D26,'2_メイン'!$AC$17:$BB$19,3,FALSE)/1000*$W26)","v":0},null,null,{"$f":"IF(I26=\"\",0,I26*HLOOKUP($D26,'2_メイン'!$AC$17:$BB$20,4,FALSE)*$W26)","v":0},{"$f":"IF(J26=\"\",0,J26*HLOOKUP($D26,'2_メイン'!$AC$17:$BB$20,4,FALSE)*$W26)","v":0},{"$f":"IF(K26=\"\",0,K26*HLOOKUP($D26,'2_メイン'!$AC$17:$BB$20,4,FALSE)*$W26)","v":0},{"$f":"IF(L26=\"\",0,L26*HLOOKUP($D26,'2_メイン'!$AC$17:$BB$20,4,FALSE)*$W26)","v":0},{"$f":"IF(M26=\"\",0,M26*HLOOKUP($D26,'2_メイン'!$AC$17:$BB$20,4,FALSE)*$W26)","v":0},{"$f":"IF(N26=\"\",0,N26*HLOOKUP($D26,'2_メイン'!$AC$17:$BB$20,4,FALSE)*$W26)","v":0},{"$f":"IF(O26=\"\",0,O26*HLOOKUP($D26,'2_メイン'!$AC$17:$BB$20,4,FALSE)*$W26)","v":0},{"$f":"IF(P26=\"\",0,P26*HLOOKUP($D26,'2_メイン'!$AC$17:$BB$20,4,FALSE)*$W26)","v":0},{"$f":"IF(Q26=\"\",0,Q26*HLOOKUP($D26,'2_メイン'!$AC$17:$BB$20,4,FALSE)*$W26)","v":0},{"$f":"IF(R26=\"\",0,R26*HLOOKUP($D26,'2_メイン'!$AC$17:$BB$20,4,FALSE)*$W26)","v":0},{"$f":"IF(S26=\"\",0,S26*HLOOKUP($D26,'2_メイン'!$AC$17:$BB$20,4,FALSE)*$W26)","v":0},{"$f":"IF(T26=\"\",0,T26*HLOOKUP($D26,'2_メイン'!$AC$17:$BB$20,4,FALSE)*$W26)","v":0}]
[null,17,null,null,null,null,"",null,null,null,null,null,null,null,null,null,null,null,null,null,null,{"$f":"IF(U27=\"\",\"\",U27*HLOOKUP(D27,'2_メイン'!$AC$17:$BB$19,3,FALSE)/1000)","v":""},1,null,null,null,null,null,null,"入居率0の場合の補正値","CO2",{"$f":"IFERROR(IF(AF26>0,0,$AR$24/$AR$26*AI3),0)","v":0},{"$f":"IFERROR(IF(AG26>0,0,$AR$24/$AR$26*AJ3),0)","v":0},0,0,0,0,0,0,0,0,0,0,null,null,{"$f":"IF(I27=\"\",0,I27*HLOOKUP($D27,'2_メイン'!$AC$17:$BB$19,3,FALSE)/1000*$W27)","v":0},{"$f":"IF(J27=\"\",0,J27*HLOOKUP($D27,'2_メイン'!$AC$17:$BB$19,3,FALSE)/1000*$W27)","v":0},{"$f":"IF(K27=\"\",0,K27*HLOOKUP($D27,'2_メイン'!$AC$17:$BB$19,3,FALSE)/1000*$W27)","v":0},{"$f":"IF(L27=\"\",0,L27*HLOOKUP($D27,'2_メイン'!$AC$17:$BB$19,3,FALSE)/1000*$W27)","v":0},{"$f":"IF(M27=\"\",0,M27*HLOOKUP($D27,'2_メイン'!$AC$17:$BB$19,3,FALSE)/1000*$W27)","v":0},{"$f":"IF(N27=\"\",0,N27*HLOOKUP($D27,'2_メイン'!$AC$17:$BB$19,3,FALSE)/1000*$W27)","v":0},{"$f":"IF(O27=\"\",0,O27*HLOOKUP($D27,'2_メイン'!$AC$17:$BB$19,3,FALSE)/1000*$W27)","v":0},{"$f":"IF(P27=\"\",0,P27*HLOOKUP($D27,'2_メイン'!$AC$17:$BB$19,3,FALSE)/1000*$W27)","v":0},{"$f":"IF(Q27=\"\",0,Q27*HLOOKUP($D27,'2_メイン'!$AC$17:$BB$19,3,FALSE)/1000*$W27)","v":0},{"$f":"IF(R27=\"\",0,R27*HLOOKUP($D27,'2_メイン'!$AC$17:$BB$19,3,FALSE)/1000*$W27)","v":0},{"$f":"IF(S27=\"\",0,S27*HLOOKUP($D27,'2_メイン'!$AC$17:$BB$19,3,FALSE)/1000*$W27)","v":0},{"$f":"IF(T27=\"\",0,T27*HLOOKUP($D27,'2_メイン'!$AC$17:$BB$19,3,FALSE)/1000*$W27)","v":0},null,null,{"$f":"IF(I27=\"\",0,I27*HLOOKUP($D27,'2_メイン'!$AC$17:$BB$20,4,FALSE)*$W27)","v":0},{"$f":"IF(J27=\"\",0,J27*HLOOKUP($D27,'2_メイン'!$AC$17:$BB$20,4,FALSE)*$W27)","v":0},{"$f":"IF(K27=\"\",0,K27*HLOOKUP($D27,'2_メイン'!$AC$17:$BB$20,4,FALSE)*$W27)","v":0},{"$f":"IF(L27=\"\",0,L27*HLOOKUP($D27,'2_メイン'!$AC$17:$BB$20,4,FALSE)*$W27)","v":0},{"$f":"IF(M27=\"\",0,M27*HLOOKUP($D27,'2_メイン'!$AC$17:$BB$20,4,FALSE)*$W27)","v":0},{"$f":"IF(N27=\"\",0,N27*HLOOKUP($D27,'2_メイン'!$AC$17:$BB$20,4,FALSE)*$W27)","v":0},{"$f":"IF(O27=\"\",0,O27*HLOOKUP($D27,'2_メイン'!$AC$17:$BB$20,4,FALSE)*$W27)","v":0},{"$f":"IF(P27=\"\",0,P27*HLOOKUP($D27,'2_メイン'!$AC$17:$BB$20,4,FALSE)*$W27)","v":0},{"$f":"IF(Q27=\"\",0,Q27*HLOOKUP($D27,'2_メイン'!$AC$17:$BB$20,4,FALSE)*$W27)","v":0},{"$f":"IF(R27=\"\",0,R27*HLOOKUP($D27,'2_メイン'!$AC$17:$BB$20,4,FALSE)*$W27)","v":0},{"$f":"IF(S27=\"\",0,S27*HLOOKUP($D27,'2_メイン'!$AC$17:$BB$20,4,FALSE)*$W27)","v":0},{"$f":"IF(T27=\"\",0,T27*HLOOKUP($D27,'2_メイン'!$AC$17:$BB$20,4,FALSE)*$W27)","v":0}]
[null,18,null,null,null,null,"",null,null,null,null,null,null,null,null,null,null,null,null,null,null,{"$f":"IF(U28=\"\",\"\",U28*HLOOKUP(D28,'2_メイン'!$AC$17:$BB$19,3,FALSE)/1000)","v":""},1,null,null,null,null,null,null,null,"MJ",{"$f":"IFERROR(IF(AF26>0,0,$AR$25/$AR$26*AI3),0)","v":0},{"$f":"IFERROR(IF(AG26>0,0,$AR$25/$AR$26*AJ3),0)","v":0},0,0,0,0,0,0,0,0,0,0,null,null,{"$f":"IF(I28=\"\",0,I28*HLOOKUP($D28,'2_メイン'!$AC$17:$BB$19,3,FALSE)/1000*$W28)","v":0},{"$f":"IF(J28=\"\",0,J28*HLOOKUP($D28,'2_メイン'!$AC$17:$BB$19,3,FALSE)/1000*$W28)","v":0},{"$f":"IF(K28=\"\",0,K28*HLOOKUP($D28,'2_メイン'!$AC$17:$BB$19,3,FALSE)/1000*$W28)","v":0},{"$f":"IF(L28=\"\",0,L28*HLOOKUP($D28,'2_メイン'!$AC$17:$BB$19,3,FALSE)/1000*$W28)","v":0},{"$f":"IF(M28=\"\",0,M28*HLOOKUP($D28,'2_メイン'!$AC$17:$BB$19,3,FALSE)/1000*$W28)","v":0},{"$f":"IF(N28=\"\",0,N28*HLOOKUP($D28,'2_メイン'!$AC$17:$BB$19,3,FALSE)/1000*$W28)","v":0},{"$f":"IF(O28=\"\",0,O28*HLOOKUP($D28,'2_メイン'!$AC$17:$BB$19,3,FALSE)/1000*$W28)","v":0},{"$f":"IF(P28=\"\",0,P28*HLOOKUP($D28,'2_メイン'!$AC$17:$BB$19,3,FALSE)/1000*$W28)","v":0},{"$f":"IF(Q28=\"\",0,Q28*HLOOKUP($D28,'2_メイン'!$AC$17:$BB$19,3,FALSE)/1000*$W28)","v":0},{"$f":"IF(R28=\"\",0,R28*HLOOKUP($D28,'2_メイン'!$AC$17:$BB$19,3,FALSE)/1000*$W28)","v":0},{"$f":"IF(S28=\"\",0,S28*HLOOKUP($D28,'2_メイン'!$AC$17:$BB$19,3,FALSE)/1000*$W28)","v":0},{"$f":"IF(T28=\"\",0,T28*HLOOKUP($D28,'2_メイン'!$AC$17:$BB$19,3,FALSE)/1000*$W28)","v":0},null,null,{"$f":"IF(I28=\"\",0,I28*HLOOKUP($D28,'2_メイン'!$AC$17:$BB$20,4,FALSE)*$W28)","v":0},{"$f":"IF(J28=\"\",0,J28*HLOOKUP($D28,'2_メイン'!$AC$17:$BB$20,4,FALSE)*$W28)","v":0},{"$f":"IF(K28=\"\",0,K28*HLOOKUP($D28,'2_メイン'!$AC$17:$BB$20,4,FALSE)*$W28)","v":0},{"$f":"IF(L28=\"\",0,L28*HLOOKUP($D28,'2_メイン'!$AC$17:$BB$20,4,FALSE)*$W28)","v":0},{"$f":"IF(M28=\"\",0,M28*HLOOKUP($D28,'2_メイン'!$AC$17:$BB$20,4,FALSE)*$W28)","v":0},{"$f":"IF(N28=\"\",0,N28*HLOOKUP($D28,'2_メイン'!$AC$17:$BB$20,4,FALSE)*$W28)","v":0},{"$f":"IF(O28=\"\",0,O28*HLOOKUP($D28,'2_メイン'!$AC$17:$BB$20,4,FALSE)*$W28)","v":0},{"$f":"IF(P28=\"\",0,P28*HLOOKUP($D28,'2_メイン'!$AC$17:$BB$20,4,FALSE)*$W28)","v":0},{"$f":"IF(Q28=\"\",0,Q28*HLOOKUP($D28,'2_メイン'!$AC$17:$BB$20,4,FALSE)*$W28)","v":0},{"$f":"IF(R28=\"\",0,R28*HLOOKUP($D28,'2_メイン'!$AC$17:$BB$20,4,FALSE)*$W28)","v":0},{"$f":"IF(S28=\"\",0,S28*HLOOKUP($D28,'2_メイン'!$AC$17:$BB$20,4,FALSE)*$W28)","v":0},{"$f":"IF(T28=\"\",0,T28*HLOOKUP($D28,'2_メイン'!$AC$17:$BB$20,4,FALSE)*$W28)","v":0}]
[null,19,null,null,null,null,"",null,null,null,null,null,null,null,null,null,null,null,null,null,null,{"$f":"IF(U29=\"\",\"\",U29*HLOOKUP(D29,'2_メイン'!$AC$17:$BB$19,3,FALSE)/1000)","v":""},1,null,null,null,null,null,null,"採用値","CO2",{"$f":"AF24+AF27","v":0},{"$f":"AG24+AG27","v":0},0,0,0,0,0,0,0,0,0,0,{"$f":"SUM(AF29:AQ29)","v":0},null,{"$f":"IF(I29=\"\",0,I29*HLOOKUP($D29,'2_メイン'!$AC$17:$BB$19,3,FALSE)/1000*$W29)","v":0},{"$f":"IF(J29=\"\",0,J29*HLOOKUP($D29,'2_メイン'!$AC$17:$BB$19,3,FALSE)/1000*$W29)","v":0},{"$f":"IF(K29=\"\",0,K29*HLOOKUP($D29,'2_メイン'!$AC$17:$BB$19,3,FALSE)/1000*$W29)","v":0},{"$f":"IF(L29=\"\",0,L29*HLOOKUP($D29,'2_メイン'!$AC$17:$BB$19,3,FALSE)/1000*$W29)","v":0},{"$f":"IF(M29=\"\",0,M29*HLOOKUP($D29,'2_メイン'!$AC$17:$BB$19,3,FALSE)/1000*$W29)","v":0},{"$f":"IF(N29=\"\",0,N29*HLOOKUP($D29,'2_メイン'!$AC$17:$BB$19,3,FALSE)/1000*$W29)","v":0},{"$f":"IF(O29=\"\",0,O29*HLOOKUP($D29,'2_メイン'!$AC$17:$BB$19,3,FALSE)/1000*$W29)","v":0},{"$f":"IF(P29=\"\",0,P29*HLOOKUP($D29,'2_メイン'!$AC$17:$BB$19,3,FALSE)/1000*$W29)","v":0},{"$f":"IF(Q29=\"\",0,Q29*HLOOKUP($D29,'2_メイン'!$AC$17:$BB$19,3,FALSE)/1000*$W29)","v":0},{"$f":"IF(R29=\"\",0,R29*HLOOKUP($D29,'2_メイン'!$AC$17:$BB$19,3,FALSE)/1000*$W29)","v":0},{"$f":"IF(S29=\"\",0,S29*HLOOKUP($D29,'2_メイン'!$AC$17:$BB$19,3,FALSE)/1000*$W29)","v":0},{"$f":"IF(T29=\"\",0,T29*HLOOKUP($D29,'2_メイン'!$AC$17:$BB$19,3,FALSE)/1000*$W29)","v":0},null,null,{"$f":"IF(I29=\"\",0,I29*HLOOKUP($D29,'2_メイン'!$AC$17:$BB$20,4,FALSE)*$W29)","v":0},{"$f":"IF(J29=\"\",0,J29*HLOOKUP($D29,'2_メイン'!$AC$17:$BB$20,4,FALSE)*$W29)","v":0},{"$f":"IF(K29=\"\",0,K29*HLOOKUP($D29,'2_メイン'!$AC$17:$BB$20,4,FALSE)*$W29)","v":0},{"$f":"IF(L29=\"\",0,L29*HLOOKUP($D29,'2_メイン'!$AC$17:$BB$20,4,FALSE)*$W29)","v":0},{"$f":"IF(M29=\"\",0,M29*HLOOKUP($D29,'2_メイン'!$AC$17:$BB$20,4,FALSE)*$W29)","v":0},{"$f":"IF(N29=\"\",0,N29*HLOOKUP($D29,'2_メイン'!$AC$17:$BB$20,4,FALSE)*$W29)","v":0},{"$f":"IF(O29=\"\",0,O29*HLOOKUP($D29,'2_メイン'!$AC$17:$BB$20,4,FALSE)*$W29)","v":0},{"$f":"IF(P29=\"\",0,P29*HLOOKUP($D29,'2_メイン'!$AC$17:$BB$20,4,FALSE)*$W29)","v":0},{"$f":"IF(Q29=\"\",0,Q29*HLOOKUP($D29,'2_メイン'!$AC$17:$BB$20,4,FALSE)*$W29)","v":0},{"$f":"IF(R29=\"\",0,R29*HLOOKUP($D29,'2_メイン'!$AC$17:$BB$20,4,FALSE)*$W29)","v":0},{"$f":"IF(S29=\"\",0,S29*HLOOKUP($D29,'2_メイン'!$AC$17:$BB$20,4,FALSE)*$W29)","v":0},{"$f":"IF(T29=\"\",0,T29*HLOOKUP($D29,'2_メイン'!$AC$17:$BB$20,4,FALSE)*$W29)","v":0}]
[null,20,null,null,null,null,"",null,null,null,null,null,null,null,null,null,null,null,null,null,null,{"$f":"IF(U30=\"\",\"\",U30*HLOOKUP(D30,'2_メイン'!$AC$17:$BB$19,3,FALSE)/1000)","v":""},1,null,null,null,null,null,null,null,"MJ",{"$f":"AF25+AF28","v":0},{"$f":"AG25+AG28","v":0},0,0,0,0,0,0,0,0,0,0,{"$f":"SUM(AF30:AQ30)","v":0},null,{"$f":"IF(I30=\"\",0,I30*HLOOKUP($D30,'2_メイン'!$AC$17:$BB$19,3,FALSE)/1000*$W30)","v":0},{"$f":"IF(J30=\"\",0,J30*HLOOKUP($D30,'2_メイン'!$AC$17:$BB$19,3,FALSE)/1000*$W30)","v":0},{"$f":"IF(K30=\"\",0,K30*HLOOKUP($D30,'2_メイン'!$AC$17:$BB$19,3,FALSE)/1000*$W30)","v":0},{"$f":"IF(L30=\"\",0,L30*HLOOKUP($D30,'2_メイン'!$AC$17:$BB$19,3,FALSE)/1000*$W30)","v":0},{"$f":"IF(M30=\"\",0,M30*HLOOKUP($D30,'2_メイン'!$AC$17:$BB$19,3,FALSE)/1000*$W30)","v":0},{"$f":"IF(N30=\"\",0,N30*HLOOKUP($D30,'2_メイン'!$AC$17:$BB$19,3,FALSE)/1000*$W30)","v":0},{"$f":"IF(O30=\"\",0,O30*HLOOKUP($D30,'2_メイン'!$AC$17:$BB$19,3,FALSE)/1000*$W30)","v":0},{"$f":"IF(P30=\"\",0,P30*HLOOKUP($D30,'2_メイン'!$AC$17:$BB$19,3,FALSE)/1000*$W30)","v":0},{"$f":"IF(Q30=\"\",0,Q30*HLOOKUP($D30,'2_メイン'!$AC$17:$BB$19,3,FALSE)/1000*$W30)","v":0},{"$f":"IF(R30=\"\",0,R30*HLOOKUP($D30,'2_メイン'!$AC$17:$BB$19,3,FALSE)/1000*$W30)","v":0},{"$f":"IF(S30=\"\",0,S30*HLOOKUP($D30,'2_メイン'!$AC$17:$BB$19,3,FALSE)/1000*$W30)","v":0},{"$f":"IF(T30=\"\",0,T30*HLOOKUP($D30,'2_メイン'!$AC$17:$BB$19,3,FALSE)/1000*$W30)","v":0},null,null,{"$f":"IF(I30=\"\",0,I30*HLOOKUP($D30,'2_メイン'!$AC$17:$BB$20,4,FALSE)*$W30)","v":0},{"$f":"IF(J30=\"\",0,J30*HLOOKUP($D30,'2_メイン'!$AC$17:$BB$20,4,FALSE)*$W30)","v":0},{"$f":"IF(K30=\"\",0,K30*HLOOKUP($D30,'2_メイン'!$AC$17:$BB$20,4,FALSE)*$W30)","v":0},{"$f":"IF(L30=\"\",0,L30*HLOOKUP($D30,'2_メイン'!$AC$17:$BB$20,4,FALSE)*$W30)","v":0},{"$f":"IF(M30=\"\",0,M30*HLOOKUP($D30,'2_メイン'!$AC$17:$BB$20,4,FALSE)*$W30)","v":0},{"$f":"IF(N30=\"\",0,N30*HLOOKUP($D30,'2_メイン'!$AC$17:$BB$20,4,FALSE)*$W30)","v":0},{"$f":"IF(O30=\"\",0,O30*HLOOKUP($D30,'2_メイン'!$AC$17:$BB$20,4,FALSE)*$W30)","v":0},{"$f":"IF(P30=\"\",0,P30*HLOOKUP($D30,'2_メイン'!$AC$17:$BB$20,4,FALSE)*$W30)","v":0},{"$f":"IF(Q30=\"\",0,Q30*HLOOKUP($D30,'2_メイン'!$AC$17:$BB$20,4,FALSE)*$W30)","v":0},{"$f":"IF(R30=\"\",0,R30*HLOOKUP($D30,'2_メイン'!$AC$17:$BB$20,4,FALSE)*$W30)","v":0},{"$f":"IF(S30=\"\",0,S30*HLOOKUP($D30,'2_メイン'!$AC$17:$BB$20,4,FALSE)*$W30)","v":0},{"$f":"IF(T30=\"\",0,T30*HLOOKUP($D30,'2_メイン'!$AC$17:$BB$20,4,FALSE)*$W30)","v":0}]
[null,21,null,null,null,null,"",null,null,null,null,null,null,null,null,null,null,null,null,null,null,{"$f":"IF(U31=\"\",\"\",U31*HLOOKUP(D31,'2_メイン'!$AC$17:$BB$19,3,FALSE)/1000)","v":""},1,null,null,null,null,null,2017,"補正前","CO2",{"$f":"SUMIF($H11:$H210,$AC31,AT$11:AT$210)","v":0},{"$f":"SUMIF($H11:$H210,$AC31,AU$11:AU$210)","v":0},0,0,0,0,0,0,0,0,0,0,null,null,{"$f":"IF(I31=\"\",0,I31*HLOOKUP($D31,'2_メイン'!$AC$17:$BB$19,3,FALSE)/1000*$W31)","v":0},{"$f":"IF(J31=\"\",0,J31*HLOOKUP($D31,'2_メイン'!$AC$17:$BB$19,3,FALSE)/1000*$W31)","v":0},{"$f":"IF(K31=\"\",0,K31*HLOOKUP($D31,'2_メイン'!$AC$17:$BB$19,3,FALSE)/1000*$W31)","v":0},{"$f":"IF(L31=\"\",0,L31*HLOOKUP($D31,'2_メイン'!$AC$17:$BB$19,3,FALSE)/1000*$W31)","v":0},{"$f":"IF(M31=\"\",0,M31*HLOOKUP($D31,'2_メイン'!$AC$17:$BB$19,3,FALSE)/1000*$W31)","v":0},{"$f":"IF(N31=\"\",0,N31*HLOOKUP($D31,'2_メイン'!$AC$17:$BB$19,3,FALSE)/1000*$W31)","v":0},{"$f":"IF(O31=\"\",0,O31*HLOOKUP($D31,'2_メイン'!$AC$17:$BB$19,3,FALSE)/1000*$W31)","v":0},{"$f":"IF(P31=\"\",0,P31*HLOOKUP($D31,'2_メイン'!$AC$17:$BB$19,3,FALSE)/1000*$W31)","v":0},{"$f":"IF(Q31=\"\",0,Q31*HLOOKUP($D31,'2_メイン'!$AC$17:$BB$19,3,FALSE)/1000*$W31)","v":0},{"$f":"IF(R31=\"\",0,R31*HLOOKUP($D31,'2_メイン'!$AC$17:$BB$19,3,FALSE)/1000*$W31)","v":0},{"$f":"IF(S31=\"\",0,S31*HLOOKUP($D31,'2_メイン'!$AC$17:$BB$19,3,FALSE)/1000*$W31)","v":0},{"$f":"IF(T31=\"\",0,T31*HLOOKUP($D31,'2_メイン'!$AC$17:$BB$19,3,FALSE)/1000*$W31)","v":0},null,null,{"$f":"IF(I31=\"\",0,I31*HLOOKUP($D31,'2_メイン'!$AC$17:$BB$20,4,FALSE)*$W31)","v":0},{"$f":"IF(J31=\"\",0,J31*HLOOKUP($D31,'2_メイン'!$AC$17:$BB$20,4,FALSE)*$W31)","v":0},{"$f":"IF(K31=\"\",0,K31*HLOOKUP($D31,'2_メイン'!$AC$17:$BB$20,4,FALSE)*$W31)","v":0},{"$f":"IF(L31=\"\",0,L31*HLOOKUP($D31,'2_メイン'!$AC$17:$BB$20,4,FALSE)*$W31)","v":0},{"$f":"IF(M31=\"\",0,M31*HLOOKUP($D31,'2_メイン'!$AC$17:$BB$20,4,FALSE)*$W31)","v":0},{"$f":"IF(N31=\"\",0,N31*HLOOKUP($D31,'2_メイン'!$AC$17:$BB$20,4,FALSE)*$W31)","v":0},{"$f":"IF(O31=\"\",0,O31*HLOOKUP($D31,'2_メイン'!$AC$17:$BB$20,4,FALSE)*$W31)","v":0},{"$f":"IF(P31=\"\",0,P31*HLOOKUP($D31,'2_メイン'!$AC$17:$BB$20,4,FALSE)*$W31)","v":0},{"$f":"IF(Q31=\"\",0,Q31*HLOOKUP($D31,'2_メイン'!$AC$17:$BB$20,4,FALSE)*$W31)","v":0},{"$f":"IF(R31=\"\",0,R31*HLOOKUP($D31,'2_メイン'!$AC$17:$BB$20,4,FALSE)*$W31)","v":0},{"$f":"IF(S31=\"\",0,S31*HLOOKUP($D31,'2_メイン'!$AC$17:$BB$20,4,FALSE)*$W31)","v":0},{"$f":"IF(T31=\"\",0,T31*HLOOKUP($D31,'2_メイン'!$AC$17:$BB$20,4,FALSE)*$W31)","v":0}]
[null,22,null,null,null,null,"",null,null,null,null,null,null,null,null,null,null,null,null,null,null,{"$f":"IF(U32=\"\",\"\",U32*HLOOKUP(D32,'2_メイン'!$AC$17:$BB$19,3,FALSE)/1000)","v":""},1,null,null,null,null,null,null,null,"MJ",{"$f":"SUMIF($H11:$H210,$AC31,BH$11:BH$210)","v":0},{"$f":"SUMIF($H11:$H210,$AC31,BI$11:BI$210)","v":0},0,0,0,0,0,0,0,0,0,0,null,null,{"$f":"IF(I32=\"\",0,I32*HLOOKUP($D32,'2_メイン'!$AC$17:$BB$19,3,FALSE)/1000*$W32)","v":0},{"$f":"IF(J32=\"\",0,J32*HLOOKUP($D32,'2_メイン'!$AC$17:$BB$19,3,FALSE)/1000*$W32)","v":0},{"$f":"IF(K32=\"\",0,K32*HLOOKUP($D32,'2_メイン'!$AC$17:$BB$19,3,FALSE)/1000*$W32)","v":0},{"$f":"IF(L32=\"\",0,L32*HLOOKUP($D32,'2_メイン'!$AC$17:$BB$19,3,FALSE)/1000*$W32)","v":0},{"$f":"IF(M32=\"\",0,M32*HLOOKUP($D32,'2_メイン'!$AC$17:$BB$19,3,FALSE)/1000*$W32)","v":0},{"$f":"IF(N32=\"\",0,N32*HLOOKUP($D32,'2_メイン'!$AC$17:$BB$19,3,FALSE)/1000*$W32)","v":0},{"$f":"IF(O32=\"\",0,O32*HLOOKUP($D32,'2_メイン'!$AC$17:$BB$19,3,FALSE)/1000*$W32)","v":0},{"$f":"IF(P32=\"\",0,P32*HLOOKUP($D32,'2_メイン'!$AC$17:$BB$19,3,FALSE)/1000*$W32)","v":0},{"$f":"IF(Q32=\"\",0,Q32*HLOOKUP($D32,'2_メイン'!$AC$17:$BB$19,3,FALSE)/1000*$W32)","v":0},{"$f":"IF(R32=\"\",0,R32*HLOOKUP($D32,'2_メイン'!$AC$17:$BB$19,3,FALSE)/1000*$W32)","v":0},{"$f":"IF(S32=\"\",0,S32*HLOOKUP($D32,'2_メイン'!$AC$17:$BB$19,3,FALSE)/1000*$W32)","v":0},{"$f":"IF(T32=\"\",0,T32*HLOOKUP($D32,'2_メイン'!$AC$17:$BB$19,3,FALSE)/1000*$W32)","v":0},null,null,{"$f":"IF(I32=\"\",0,I32*HLOOKUP($D32,'2_メイン'!$AC$17:$BB$20,4,FALSE)*$W32)","v":0},{"$f":"IF(J32=\"\",0,J32*HLOOKUP($D32,'2_メイン'!$AC$17:$BB$20,4,FALSE)*$W32)","v":0},{"$f":"IF(K32=\"\",0,K32*HLOOKUP($D32,'2_メイン'!$AC$17:$BB$20,4,FALSE)*$W32)","v":0},{"$f":"IF(L32=\"\",0,L32*HLOOKUP($D32,'2_メイン'!$AC$17:$BB$20,4,FALSE)*$W32)","v":0},{"$f":"IF(M32=\"\",0,M32*HLOOKUP($D32,'2_メイン'!$AC$17:$BB$20,4,FALSE)*$W32)","v":0},{"$f":"IF(N32=\"\",0,N32*HLOOKUP($D32,'2_メイン'!$AC$17:$BB$20,4,FALSE)*$W32)","v":0},{"$f":"IF(O32=\"\",0,O32*HLOOKUP($D32,'2_メイン'!$AC$17:$BB$20,4,FALSE)*$W32)","v":0},{"$f":"IF(P32=\"\",0,P32*HLOOKUP($D32,'2_メイン'!$AC$17:$BB$20,4,FALSE)*$W32)","v":0},{"$f":"IF(Q32=\"\",0,Q32*HLOOKUP($D32,'2_メイン'!$AC$17:$BB$20,4,FALSE)*$W32)","v":0},{"$f":"IF(R32=\"\",0,R32*HLOOKUP($D32,'2_メイン'!$AC$17:$BB$20,4,FALSE)*$W32)","v":0},{"$f":"IF(S32=\"\",0,S32*HLOOKUP($D32,'2_メイン'!$AC$17:$BB$20,4,FALSE)*$W32)","v":0},{"$f":"IF(T32=\"\",0,T32*HLOOKUP($D32,'2_メイン'!$AC$17:$BB$20,4,FALSE)*$W32)","v":0}]
[null,23,null,null,null,null,"",null,null,null,null,null,null,null,null,null,null,null,null,null,null,{"$f":"IF(U33=\"\",\"\",U33*HLOOKUP(D33,'2_メイン'!$AC$17:$BB$19,3,FALSE)/1000)","v":""},1,null,null,null,null,null,null,"入居率",null,{"$f":"IF(SUMIF('7_テナント入居率'!$C$14:$C$43,$AC$31,'7_テナント入居率'!D14:D43)=0,0,SUMIF('7_テナント入居率'!$C$14:$C$43,$AC$31,'7_テナント入居率'!D14:D43))","v":0},{"$f":"IF(SUMIF('7_テナント入居率'!$C$14:$C$43,$AC$31,'7_テナント入居率'!E14:E43)=0,0,SUMIF('7_テナント入居率'!$C$14:$C$43,$AC$31,'7_テナント入居率'!E14:E43))","v":0},{"$f":"IF(SUMIF('7_テナント入居率'!$C$14:$C$43,$AC$31,'7_テナント入居率'!F14:F43)=0,0,SUMIF('7_テナント入居率'!$C$14:$C$43,$AC$31,'7_テナント入居率'!F14:F43))","v":0},{"$f":"IF(SUMIF('7_テナント入居率'!$C$14:$C$43,$AC$31,'7_テナント入居率'!G14:G43)=0,0,SUMIF('7_テナント入居率'!$C$14:$C$43,$AC$31,'7_テナント入居率'!G14:G43))","v":0},{"$f":"IF(SUMIF('7_テナント入居率'!$C$14:$C$43,$AC$31,'7_テナント入居率'!H14:H43)=0,0,SUMIF('7_テナント入居率'!$C$14:$C$43,$AC$31,'7_テナント入居率'!H14:H43))","v":0},{"$f":"IF(SUMIF('7_テナント入居率'!$C$14:$C$43,$AC$31,'7_テナント入居率'!I14:I43)=0,0,SUMIF('7_テナント入居率'!$C$14:$C$43,$AC$31,'7_テナント入居率'!I14:I43))","v":0},{"$f":"IF(SUMIF('7_テナント入居率'!$C$14:$C$43,$AC$31,'7_テナント入居率'!J14:J43)=0,0,SUMIF('7_テナント入居率'!$C$14:$C$43,$AC$31,'7_テナント入居率'!J14:J43))","v":0},{"$f":"IF(SUMIF('7_テナント入居率'!$C$14:$C$43,$AC$31,'7_テナント入居率'!K14:K43)=0,0,SUMIF('7_テナント入居率'!$C$14:$C$43,$AC$31,'7_テナント入居率'!K14:K43))","v":0},{"$f":"IF(SUMIF('7_テナント入居率'!$C$14:$C$43,$AC$31,'7_テナント入居率'!L14:L43)=0,0,SUMIF('7_テナント入居率'!$C$14:$C$43,$AC$31,'7_テナント入居率'!L14:L43))","v":0},{"$f":"IF(SUMIF('7_テナント入居率'!$C$14:$C$43,$AC$31,'7_テナント入居率'!M14:M43)=0,0,SUMIF('7_テナント入居率'!$C$14:$C$43,$AC$31,'7_テナント入居率'!M14:M43))","v":0},{"$f":"IF(SUMIF('7_テナント入居率'!$C$14:$C$43,$AC$31,'7_テナント入居率'!N14:N43)=0,0,SUMIF('7_テナント入居率'!$C$14:$C$43,$AC$31,'7_テナント入居率'!N14:N43))","v":0},{"$f":"IF(SUMIF('7_テナント入居率'!$C$14:$C$43,$AC$31,'7_テナント入居率'!O14:O43)=0,0,SUMIF('7_テナント入居率'!$C$14:$C$43,$AC$31,'7_テナント入居率'!O14:O43))","v":0},null,null,{"$f":"IF(I33=\"\",0,I33*HLOOKUP($D33,'2_メイン'!$AC$17:$BB$19,3,FALSE)/1000*$W33)","v":0},{"$f":"IF(J33=\"\",0,J33*HLOOKUP($D33,'2_メイン'!$AC$17:$BB$19,3,FALSE)/1000*$W33)","v":0},{"$f":"IF(K33=\"\",0,K33*HLOOKUP($D33,'2_メイン'!$AC$17:$BB$19,3,FALSE)/1000*$W33)","v":0},{"$f":"IF(L33=\"\",0,L33*HLOOKUP($D33,'2_メイン'!$AC$17:$BB$19,3,FALSE)/1000*$W33)","v":0},{"$f":"IF(M33=\"\",0,M33*HLOOKUP($D33,'2_メイン'!$AC$17:$BB$19,3,FALSE)/1000*$W33)","v":0},{"$f":"IF(N33=\"\",0,N33*HLOOKUP($D33,'2_メイン'!$AC$17:$BB$19,3,FALSE)/1000*$W33)","v":0},{"$f":"IF(O33=\"\",0,O33*HLOOKUP($D33,'2_メイン'!$AC$17:$BB$19,3,FALSE)/1000*$W33)","v":0},{"$f":"IF(P33=\"\",0,P33*HLOOKUP($D33,'2_メイン'!$AC$17:$BB$19,3,FALSE)/1000*$W33)","v":0},{"$f":"IF(Q33=\"\",0,Q33*HLOOKUP($D33,'2_メイン'!$AC$17:$BB$19,3,FALSE)/1000*$W33)","v":0},{"$f":"IF(R33=\"\",0,R33*HLOOKUP($D33,'2_メイン'!$AC$17:$BB$19,3,FALSE)/1000*$W33)","v":0},{"$f":"IF(S33=\"\",0,S33*HLOOKUP($D33,'2_メイン'!$AC$17:$BB$19,3,FALSE)/1000*$W33)","v":0},{"$f":"IF(T33=\"\",0,T33*HLOOKUP($D33,'2_メイン'!$AC$17:$BB$19,3,FALSE)/1000*$W33)","v":0},null,null,{"$f":"IF(I33=\"\",0,I33*HLOOKUP($D33,'2_メイン'!$AC$17:$BB$20,4,FALSE)*$W33)","v":0},{"$f":"IF(J33=\"\",0,J33*HLOOKUP($D33,'2_メイン'!$AC$17:$BB$20,4,FALSE)*$W33)","v":0},{"$f":"IF(K33=\"\",0,K33*HLOOKUP($D33,'2_メイン'!$AC$17:$BB$20,4,FALSE)*$W33)","v":0},{"$f":"IF(L33=\"\",0,L33*HLOOKUP($D33,'2_メイン'!$AC$17:$BB$20,4,FALSE)*$W33)","v":0},{"$f":"IF(M33=\"\",0,M33*HLOOKUP($D33,'2_メイン'!$AC$17:$BB$20,4,FALSE)*$W33)","v":0},{"$f":"IF(N33=\"\",0,N33*HLOOKUP($D33,'2_メイン'!$AC$17:$BB$20,4,FALSE)*$W33)","v":0},{"$f":"IF(O33=\"\",0,O33*HLOOKUP($D33,'2_メイン'!$AC$17:$BB$20,4,FALSE)*$W33)","v":0},{"$f":"IF(P33=\"\",0,P33*HLOOKUP($D33,'2_メイン'!$AC$17:$BB$20,4,FALSE)*$W33)","v":0},{"$f":"IF(Q33=\"\",0,Q33*HLOOKUP($D33,'2_メイン'!$AC$17:$BB$20,4,FALSE)*$W33)","v":0},{"$f":"IF(R33=\"\",0,R33*HLOOKUP($D33,'2_メイン'!$AC$17:$BB$20,4,FALSE)*$W33)","v":0},{"$f":"IF(S33=\"\",0,S33*HLOOKUP($D33,'2_メイン'!$AC$17:$BB$20,4,FALSE)*$W33)","v":0},{"$f":"IF(T33=\"\",0,T33*HLOOKUP($D33,'2_メイン'!$AC$17:$BB$20,4,FALSE)*$W33)","v":0}]
[null,24,null,null,null,null,"",null,null,null,null,null,null,null,null,null,null,null,null,null,null,{"$f":"IF(U34=\"\",\"\",U34*HLOOKUP(D34,'2_メイン'!$AC$17:$BB$19,3,FALSE)/1000)","v":""},1,null,null,null,null,null,null,"補正後","CO2",{"$f":"IFERROR(AF31*$AV$3/AF33+AF31*$AW$3,0)","v":0},{"$f":"IFERROR(AG31*$AV$3/AG33+AG31*$AW$3,0)","v":0},0,0,0,0,0,0,0,0,0,0,{"$f":"SUM(AF34:AQ34)","v":0},null,{"$f":"IF(I34=\"\",0,I34*HLOOKUP($D34,'2_メイン'!$AC$17:$BB$19,3,FALSE)/1000*$W34)","v":0},{"$f":"IF(J34=\"\",0,J34*HLOOKUP($D34,'2_メイン'!$AC$17:$BB$19,3,FALSE)/1000*$W34)","v":0},{"$f":"IF(K34=\"\",0,K34*HLOOKUP($D34,'2_メイン'!$AC$17:$BB$19,3,FALSE)/1000*$W34)","v":0},{"$f":"IF(L34=\"\",0,L34*HLOOKUP($D34,'2_メイン'!$AC$17:$BB$19,3,FALSE)/1000*$W34)","v":0},{"$f":"IF(M34=\"\",0,M34*HLOOKUP($D34,'2_メイン'!$AC$17:$BB$19,3,FALSE)/1000*$W34)","v":0},{"$f":"IF(N34=\"\",0,N34*HLOOKUP($D34,'2_メイン'!$AC$17:$BB$19,3,FALSE)/1000*$W34)","v":0},{"$f":"IF(O34=\"\",0,O34*HLOOKUP($D34,'2_メイン'!$AC$17:$BB$19,3,FALSE)/1000*$W34)","v":0},{"$f":"IF(P34=\"\",0,P34*HLOOKUP($D34,'2_メイン'!$AC$17:$BB$19,3,FALSE)/1000*$W34)","v":0},{"$f":"IF(Q34=\"\",0,Q34*HLOOKUP($D34,'2_メイン'!$AC$17:$BB$19,3,FALSE)/1000*$W34)","v":0},{"$f":"IF(R34=\"\",0,R34*HLOOKUP($D34,'2_メイン'!$AC$17:$BB$19,3,FALSE)/1000*$W34)","v":0},{"$f":"IF(S34=\"\",0,S34*HLOOKUP($D34,'2_メイン'!$AC$17:$BB$19,3,FALSE)/1000*$W34)","v":0},{"$f":"IF(T34=\"\",0,T34*HLOOKUP($D34,'2_メイン'!$AC$17:$BB$19,3,FALSE)/1000*$W34)","v":0},null,null,{"$f":"IF(I34=\"\",0,I34*HLOOKUP($D34,'2_メイン'!$AC$17:$BB$20,4,FALSE)*$W34)","v":0},{"$f":"IF(J34=\"\",0,J34*HLOOKUP($D34,'2_メイン'!$AC$17:$BB$20,4,FALSE)*$W34)","v":0},{"$f":"IF(K34=\"\",0,K34*HLOOKUP($D34,'2_メイン'!$AC$17:$BB$20,4,FALSE)*$W34)","v":0},{"$f":"IF(L34=\"\",0,L34*HLOOKUP($D34,'2_メイン'!$AC$17:$BB$20,4,FALSE)*$W34)","v":0},{"$f":"IF(M34=\"\",0,M34*HLOOKUP($D34,'2_メイン'!$AC$17:$BB$20,4,FALSE)*$W34)","v":0},{"$f":"IF(N34=\"\",0,N34*HLOOKUP($D34,'2_メイン'!$AC$17:$BB$20,4,FALSE)*$W34)","v":0},{"$f":"IF(O34=\"\",0,O34*HLOOKUP($D34,'2_メイン'!$AC$17:$BB$20,4,FALSE)*$W34)","v":0},{"$f":"IF(P34=\"\",0,P34*HLOOKUP($D34,'2_メイン'!$AC$17:$BB$20,4,FALSE)*$W34)","v":0},{"$f":"IF(Q34=\"\",0,Q34*HLOOKUP($D34,'2_メイン'!$AC$17:$BB$20,4,FALSE)*$W34)","v":0},{"$f":"IF(R34=\"\",0,R34*HLOOKUP($D34,'2_メイン'!$AC$17:$BB$20,4,FALSE)*$W34)","v":0},{"$f":"IF(S34=\"\",0,S34*HLOOKUP($D34,'2_メイン'!$AC$17:$BB$20,4,FALSE)*$W34)","v":0},{"$f":"IF(T34=\"\",0,T34*HLOOKUP($D34,'2_メイン'!$AC$17:$BB$20,4,FALSE)*$W34)","v":0}]
[null,25,null,null,null,null,"",null,null,null,null,null,null,null,null,null,null,null,null,null,null,{"$f":"IF(U35=\"\",\"\",U35*HLOOKUP(D35,'2_メイン'!$AC$17:$BB$19,3,FALSE)/1000)","v":""},1,null,null,null,null,null,null,null,"MJ",{"$f":"IFERROR(AF32*$AV$3/AF33+AF32*$AW$3,0)","v":0},{"$f":"IFERROR(AG32*$AV$3/AG33+AG32*$AW$3,0)","v":0},0,0,0,0,0,0,0,0,0,0,{"$f":"SUM(AF35:AQ35)","v":0},null,{"$f":"IF(I35=\"\",0,I35*HLOOKUP($D35,'2_メイン'!$AC$17:$BB$19,3,FALSE)/1000*$W35)","v":0},{"$f":"IF(J35=\"\",0,J35*HLOOKUP($D35,'2_メイン'!$AC$17:$BB$19,3,FALSE)/1000*$W35)","v":0},{"$f":"IF(K35=\"\",0,K35*HLOOKUP($D35,'2_メイン'!$AC$17:$BB$19,3,FALSE)/1000*$W35)","v":0},{"$f":"IF(L35=\"\",0,L35*HLOOKUP($D35,'2_メイン'!$AC$17:$BB$19,3,FALSE)/1000*$W35)","v":0},{"$f":"IF(M35=\"\",0,M35*HLOOKUP($D35,'2_メイン'!$AC$17:$BB$19,3,FALSE)/1000*$W35)","v":0},{"$f":"IF(N35=\"\",0,N35*HLOOKUP($D35,'2_メイン'!$AC$17:$BB$19,3,FALSE)/1000*$W35)","v":0},{"$f":"IF(O35=\"\",0,O35*HLOOKUP($D35,'2_メイン'!$AC$17:$BB$19,3,FALSE)/1000*$W35)","v":0},{"$f":"IF(P35=\"\",0,P35*HLOOKUP($D35,'2_メイン'!$AC$17:$BB$19,3,FALSE)/1000*$W35)","v":0},{"$f":"IF(Q35=\"\",0,Q35*HLOOKUP($D35,'2_メイン'!$AC$17:$BB$19,3,FALSE)/1000*$W35)","v":0},{"$f":"IF(R35=\"\",0,R35*HLOOKUP($D35,'2_メイン'!$AC$17:$BB$19,3,FALSE)/1000*$W35)","v":0},{"$f":"IF(S35=\"\",0,S35*HLOOKUP($D35,'2_メイン'!$AC$17:$BB$19,3,FALSE)/1000*$W35)","v":0},{"$f":"IF(T35=\"\",0,T35*HLOOKUP($D35,'2_メイン'!$AC$17:$BB$19,3,FALSE)/1000*$W35)","v":0},null,null,{"$f":"IF(I35=\"\",0,I35*HLOOKUP($D35,'2_メイン'!$AC$17:$BB$20,4,FALSE)*$W35)","v":0},{"$f":"IF(J35=\"\",0,J35*HLOOKUP($D35,'2_メイン'!$AC$17:$BB$20,4,FALSE)*$W35)","v":0},{"$f":"IF(K35=\"\",0,K35*HLOOKUP($D35,'2_メイン'!$AC$17:$BB$20,4,FALSE)*$W35)","v":0},{"$f":"IF(L35=\"\",0,L35*HLOOKUP($D35,'2_メイン'!$AC$17:$BB$20,4,FALSE)*$W35)","v":0},{"$f":"IF(M35=\"\",0,M35*HLOOKUP($D35,'2_メイン'!$AC$17:$BB$20,4,FALSE)*$W35)","v":0},{"$f":"IF(N35=\"\",0,N35*HLOOKUP($D35,'2_メイン'!$AC$17:$BB$20,4,FALSE)*$W35)","v":0},{"$f":"IF(O35=\"\",0,O35*HLOOKUP($D35,'2_メイン'!$AC$17:$BB$20,4,FALSE)*$W35)","v":0},{"$f":"IF(P35=\"\",0,P35*HLOOKUP($D35,'2_メイン'!$AC$17:$BB$20,4,FALSE)*$W35)","v":0},{"$f":"IF(Q35=\"\",0,Q35*HLOOKUP($D35,'2_メイン'!$AC$17:$BB$20,4,FALSE)*$W35)","v":0},{"$f":"IF(R35=\"\",0,R35*HLOOKUP($D35,'2_メイン'!$AC$17:$BB$20,4,FALSE)*$W35)","v":0},{"$f":"IF(S35=\"\",0,S35*HLOOKUP($D35,'2_メイン'!$AC$17:$BB$20,4,FALSE)*$W35)","v":0},{"$f":"IF(T35=\"\",0,T35*HLOOKUP($D35,'2_メイン'!$AC$17:$BB$20,4,FALSE)*$W35)","v":0}]
[null,26,null,null,null,null,"",null,null,null,null,null,null,null,null,null,null,null,null,null,null,{"$f":"IF(U36=\"\",\"\",U36*HLOOKUP(D36,'2_メイン'!$AC$17:$BB$19,3,FALSE)/1000)","v":""},1,null,null,null,null,null,null,"エネルギー月別割合",null,{"$f":"IF(AF33>0,AI$3,0)","v":0},{"$f":"IF(AG33>0,AJ$3,0)","v":0},0,0,0,0,0,0,0,0,0,0,{"$f":"SUM(AF36:AQ36)","v":0},null,{"$f":"IF(I36=\"\",0,I36*HLOOKUP($D36,'2_メイン'!$AC$17:$BB$19,3,FALSE)/1000*$W36)","v":0},{"$f":"IF(J36=\"\",0,J36*HLOOKUP($D36,'2_メイン'!$AC$17:$BB$19,3,FALSE)/1000*$W36)","v":0},{"$f":"IF(K36=\"\",0,K36*HLOOKUP($D36,'2_メイン'!$AC$17:$BB$19,3,FALSE)/1000*$W36)","v":0},{"$f":"IF(L36=\"\",0,L36*HLOOKUP($D36,'2_メイン'!$AC$17:$BB$19,3,FALSE)/1000*$W36)","v":0},{"$f":"IF(M36=\"\",0,M36*HLOOKUP($D36,'2_メイン'!$AC$17:$BB$19,3,FALSE)/1000*$W36)","v":0},{"$f":"IF(N36=\"\",0,N36*HLOOKUP($D36,'2_メイン'!$AC$17:$BB$19,3,FALSE)/1000*$W36)","v":0},{"$f":"IF(O36=\"\",0,O36*HLOOKUP($D36,'2_メイン'!$AC$17:$BB$19,3,FALSE)/1000*$W36)","v":0},{"$f":"IF(P36=\"\",0,P36*HLOOKUP($D36,'2_メイン'!$AC$17:$BB$19,3,FALSE)/1000*$W36)","v":0},{"$f":"IF(Q36=\"\",0,Q36*HLOOKUP($D36,'2_メイン'!$AC$17:$BB$19,3,FALSE)/1000*$W36)","v":0},{"$f":"IF(R36=\"\",0,R36*HLOOKUP($D36,'2_メイン'!$AC$17:$BB$19,3,FALSE)/1000*$W36)","v":0},{"$f":"IF(S36=\"\",0,S36*HLOOKUP($D36,'2_メイン'!$AC$17:$BB$19,3,FALSE)/1000*$W36)","v":0},{"$f":"IF(T36=\"\",0,T36*HLOOKUP($D36,'2_メイン'!$AC$17:$BB$19,3,FALSE)/1000*$W36)","v":0},null,null,{"$f":"IF(I36=\"\",0,I36*HLOOKUP($D36,'2_メイン'!$AC$17:$BB$20,4,FALSE)*$W36)","v":0},{"$f":"IF(J36=\"\",0,J36*HLOOKUP($D36,'2_メイン'!$AC$17:$BB$20,4,FALSE)*$W36)","v":0},{"$f":"IF(K36=\"\",0,K36*HLOOKUP($D36,'2_メイン'!$AC$17:$BB$20,4,FALSE)*$W36)","v":0},{"$f":"IF(L36=\"\",0,L36*HLOOKUP($D36,'2_メイン'!$AC$17:$BB$20,4,FALSE)*$W36)","v":0},{"$f":"IF(M36=\"\",0,M36*HLOOKUP($D36,'2_メイン'!$AC$17:$BB$20,4,FALSE)*$W36)","v":0},{"$f":"IF(N36=\"\",0,N36*HLOOKUP($D36,'2_メイン'!$AC$17:$BB$20,4,FALSE)*$W36)","v":0},{"$f":"IF(O36=\"\",0,O36*HLOOKUP($D36,'2_メイン'!$AC$17:$BB$20,4,FALSE)*$W36)","v":0},{"$f":"IF(P36=\"\",0,P36*HLOOKUP($D36,'2_メイン'!$AC$17:$BB$20,4,FALSE)*$W36)","v":0},{"$f":"IF(Q36=\"\",0,Q36*HLOOKUP($D36,'2_メイン'!$AC$17:$BB$20,4,FALSE)*$W36)","v":0},{"$f":"IF(R36=\"\",0,R36*HLOOKUP($D36,'2_メイン'!$AC$17:$BB$20,4,FALSE)*$W36)","v":0},{"$f":"IF(S36=\"\",0,S36*HLOOKUP($D36,'2_メイン'!$AC$17:$BB$20,4,FALSE)*$W36)","v":0},{"$f":"IF(T36=\"\",0,T36*HLOOKUP($D36,'2_メイン'!$AC$17:$BB$20,4,FALSE)*$W36)","v":0}]
[null,27,null,null,null,null,"",null,null,null,null,null,null,null,null,null,null,null,null,null,null,{"$f":"IF(U37=\"\",\"\",U37*HLOOKUP(D37,'2_メイン'!$AC$17:$BB$19,3,FALSE)/1000)","v":""},1,null,null,null,null,null,null,"入居率0の場合の補正値","CO2",{"$f":"IFERROR(IF(AF36>0,0,$AR$34/$AR$36*AI3),0)","v":0},{"$f":"IFERROR(IF(AG36>0,0,$AR$34/$AR$36*AJ3),0)","v":0},0,0,0,0,0,0,0,0,0,0,null,null,{"$f":"IF(I37=\"\",0,I37*HLOOKUP($D37,'2_メイン'!$AC$17:$BB$19,3,FALSE)/1000*$W37)","v":0},{"$f":"IF(J37=\"\",0,J37*HLOOKUP($D37,'2_メイン'!$AC$17:$BB$19,3,FALSE)/1000*$W37)","v":0},{"$f":"IF(K37=\"\",0,K37*HLOOKUP($D37,'2_メイン'!$AC$17:$BB$19,3,FALSE)/1000*$W37)","v":0},{"$f":"IF(L37=\"\",0,L37*HLOOKUP($D37,'2_メイン'!$AC$17:$BB$19,3,FALSE)/1000*$W37)","v":0},{"$f":"IF(M37=\"\",0,M37*HLOOKUP($D37,'2_メイン'!$AC$17:$BB$19,3,FALSE)/1000*$W37)","v":0},{"$f":"IF(N37=\"\",0,N37*HLOOKUP($D37,'2_メイン'!$AC$17:$BB$19,3,FALSE)/1000*$W37)","v":0},{"$f":"IF(O37=\"\",0,O37*HLOOKUP($D37,'2_メイン'!$AC$17:$BB$19,3,FALSE)/1000*$W37)","v":0},{"$f":"IF(P37=\"\",0,P37*HLOOKUP($D37,'2_メイン'!$AC$17:$BB$19,3,FALSE)/1000*$W37)","v":0},{"$f":"IF(Q37=\"\",0,Q37*HLOOKUP($D37,'2_メイン'!$AC$17:$BB$19,3,FALSE)/1000*$W37)","v":0},{"$f":"IF(R37=\"\",0,R37*HLOOKUP($D37,'2_メイン'!$AC$17:$BB$19,3,FALSE)/1000*$W37)","v":0},{"$f":"IF(S37=\"\",0,S37*HLOOKUP($D37,'2_メイン'!$AC$17:$BB$19,3,FALSE)/1000*$W37)","v":0},{"$f":"IF(T37=\"\",0,T37*HLOOKUP($D37,'2_メイン'!$AC$17:$BB$19,3,FALSE)/1000*$W37)","v":0},null,null,{"$f":"IF(I37=\"\",0,I37*HLOOKUP($D37,'2_メイン'!$AC$17:$BB$20,4,FALSE)*$W37)","v":0},{"$f":"IF(J37=\"\",0,J37*HLOOKUP($D37,'2_メイン'!$AC$17:$BB$20,4,FALSE)*$W37)","v":0},{"$f":"IF(K37=\"\",0,K37*HLOOKUP($D37,'2_メイン'!$AC$17:$BB$20,4,FALSE)*$W37)","v":0},{"$f":"IF(L37=\"\",0,L37*HLOOKUP($D37,'2_メイン'!$AC$17:$BB$20,4,FALSE)*$W37)","v":0},{"$f":"IF(M37=\"\",0,M37*HLOOKUP($D37,'2_メイン'!$AC$17:$BB$20,4,FALSE)*$W37)","v":0},{"$f":"IF(N37=\"\",0,N37*HLOOKUP($D37,'2_メイン'!$AC$17:$BB$20,4,FALSE)*$W37)","v":0},{"$f":"IF(O37=\"\",0,O37*HLOOKUP($D37,'2_メイン'!$AC$17:$BB$20,4,FALSE)*$W37)","v":0},{"$f":"IF(P37=\"\",0,P37*HLOOKUP($D37,'2_メイン'!$AC$17:$BB$20,4,FALSE)*$W37)","v":0},{"$f":"IF(Q37=\"\",0,Q37*HLOOKUP($D37,'2_メイン'!$AC$17:$BB$20,4,FALSE)*$W37)","v":0},{"$f":"IF(R37=\"\",0,R37*HLOOKUP($D37,'2_メイン'!$AC$17:$BB$20,4,FALSE)*$W37)","v":0},{"$f":"IF(S37=\"\",0,S37*HLOOKUP($D37,'2_メイン'!$AC$17:$BB$20,4,FALSE)*$W37)","v":0},{"$f":"IF(T37=\"\",0,T37*HLOOKUP($D37,'2_メイン'!$AC$17:$BB$20,4,FALSE)*$W37)","v":0}]
[null,28,null,null,null,null,"",null,null,null,null,null,null,null,null,null,null,null,null,null,null,{"$f":"IF(U38=\"\",\"\",U38*HLOOKUP(D38,'2_メイン'!$AC$17:$BB$19,3,FALSE)/1000)","v":""},1,null,null,null,null,null,null,null,"MJ",{"$f":"IFERROR(IF(AF36>0,0,$AR$35/$AR$36*A13),0)","v":0},{"$f":"IFERROR(IF(AG36>0,0,$AR$35/$AR$36*B13),0)","v":0},0,0,0,0,0,0,0,0,0,0,null,null,{"$f":"IF(I38=\"\",0,I38*HLOOKUP($D38,'2_メイン'!$AC$17:$BB$19,3,FALSE)/1000*$W38)","v":0},{"$f":"IF(J38=\"\",0,J38*HLOOKUP($D38,'2_メイン'!$AC$17:$BB$19,3,FALSE)/1000*$W38)","v":0},{"$f":"IF(K38=\"\",0,K38*HLOOKUP($D38,'2_メイン'!$AC$17:$BB$19,3,FALSE)/1000*$W38)","v":0},{"$f":"IF(L38=\"\",0,L38*HLOOKUP($D38,'2_メイン'!$AC$17:$BB$19,3,FALSE)/1000*$W38)","v":0},{"$f":"IF(M38=\"\",0,M38*HLOOKUP($D38,'2_メイン'!$AC$17:$BB$19,3,FALSE)/1000*$W38)","v":0},{"$f":"IF(N38=\"\",0,N38*HLOOKUP($D38,'2_メイン'!$AC$17:$BB$19,3,FALSE)/1000*$W38)","v":0},{"$f":"IF(O38=\"\",0,O38*HLOOKUP($D38,'2_メイン'!$AC$17:$BB$19,3,FALSE)/1000*$W38)","v":0},{"$f":"IF(P38=\"\",0,P38*HLOOKUP($D38,'2_メイン'!$AC$17:$BB$19,3,FALSE)/1000*$W38)","v":0},{"$f":"IF(Q38=\"\",0,Q38*HLOOKUP($D38,'2_メイン'!$AC$17:$BB$19,3,FALSE)/1000*$W38)","v":0},{"$f":"IF(R38=\"\",0,R38*HLOOKUP($D38,'2_メイン'!$AC$17:$BB$19,3,FALSE)/1000*$W38)","v":0},{"$f":"IF(S38=\"\",0,S38*HLOOKUP($D38,'2_メイン'!$AC$17:$BB$19,3,FALSE)/1000*$W38)","v":0},{"$f":"IF(T38=\"\",0,T38*HLOOKUP($D38,'2_メイン'!$AC$17:$BB$19,3,FALSE)/1000*$W38)","v":0},null,null,{"$f":"IF(I38=\"\",0,I38*HLOOKUP($D38,'2_メイン'!$AC$17:$BB$20,4,FALSE)*$W38)","v":0},{"$f":"IF(J38=\"\",0,J38*HLOOKUP($D38,'2_メイン'!$AC$17:$BB$20,4,FALSE)*$W38)","v":0},{"$f":"IF(K38=\"\",0,K38*HLOOKUP($D38,'2_メイン'!$AC$17:$BB$20,4,FALSE)*$W38)","v":0},{"$f":"IF(L38=\"\",0,L38*HLOOKUP($D38,'2_メイン'!$AC$17:$BB$20,4,FALSE)*$W38)","v":0},{"$f":"IF(M38=\"\",0,M38*HLOOKUP($D38,'2_メイン'!$AC$17:$BB$20,4,FALSE)*$W38)","v":0},{"$f":"IF(N38=\"\",0,N38*HLOOKUP($D38,'2_メイン'!$AC$17:$BB$20,4,FALSE)*$W38)","v":0},{"$f":"IF(O38=\"\",0,O38*HLOOKUP($D38,'2_メイン'!$AC$17:$BB$20,4,FALSE)*$W38)","v":0},{"$f":"IF(P38=\"\",0,P38*HLOOKUP($D38,'2_メイン'!$AC$17:$BB$20,4,FALSE)*$W38)","v":0},{"$f":"IF(Q38=\"\",0,Q38*HLOOKUP($D38,'2_メイン'!$AC$17:$BB$20,4,FALSE)*$W38)","v":0},{"$f":"IF(R38=\"\",0,R38*HLOOKUP($D38,'2_メイン'!$AC$17:$BB$20,4,FALSE)*$W38)","v":0},{"$f":"IF(S38=\"\",0,S38*HLOOKUP($D38,'2_メイン'!$AC$17:$BB$20,4,FALSE)*$W38)","v":0},{"$f":"IF(T38=\"\",0,T38*HLOOKUP($D38,'2_メイン'!$AC$17:$BB$20,4,FALSE)*$W38)","v":0}]
[null,29,null,null,null,null,"",null,null,null,null,null,null,null,null,null,null,null,null,null,null,{"$f":"IF(U39=\"\",\"\",U39*HLOOKUP(D39,'2_メイン'!$AC$17:$BB$19,3,FALSE)/1000)","v":""},1,null,null,null,null,null,null,"採用値","CO2",{"$f":"AF34+AF37","v":0},{"$f":"AG34+AG37","v":0},0,0,0,0,0,0,0,0,0,0,{"$f":"SUM(AF39:AQ39)","v":0},null,{"$f":"IF(I39=\"\",0,I39*HLOOKUP($D39,'2_メイン'!$AC$17:$BB$19,3,FALSE)/1000*$W39)","v":0},{"$f":"IF(J39=\"\",0,J39*HLOOKUP($D39,'2_メイン'!$AC$17:$BB$19,3,FALSE)/1000*$W39)","v":0},{"$f":"IF(K39=\"\",0,K39*HLOOKUP($D39,'2_メイン'!$AC$17:$BB$19,3,FALSE)/1000*$W39)","v":0},{"$f":"IF(L39=\"\",0,L39*HLOOKUP($D39,'2_メイン'!$AC$17:$BB$19,3,FALSE)/1000*$W39)","v":0},{"$f":"IF(M39=\"\",0,M39*HLOOKUP($D39,'2_メイン'!$AC$17:$BB$19,3,FALSE)/1000*$W39)","v":0},{"$f":"IF(N39=\"\",0,N39*HLOOKUP($D39,'2_メイン'!$AC$17:$BB$19,3,FALSE)/1000*$W39)","v":0},{"$f":"IF(O39=\"\",0,O39*HLOOKUP($D39,'2_メイン'!$AC$17:$BB$19,3,FALSE)/1000*$W39)","v":0},{"$f":"IF(P39=\"\",0,P39*HLOOKUP($D39,'2_メイン'!$AC$17:$BB$19,3,FALSE)/1000*$W39)","v":0},{"$f":"IF(Q39=\"\",0,Q39*HLOOKUP($D39,'2_メイン'!$AC$17:$BB$19,3,FALSE)/1000*$W39)","v":0},{"$f":"IF(R39=\"\",0,R39*HLOOKUP($D39,'2_メイン'!$AC$17:$BB$19,3,FALSE)/1000*$W39)","v":0},{"$f":"IF(S39=\"\",0,S39*HLOOKUP($D39,'2_メイン'!$AC$17:$BB$19,3,FALSE)/1000*$W39)","v":0},{"$f":"IF(T39=\"\",0,T39*HLOOKUP($D39,'2_メイン'!$AC$17:$BB$19,3,FALSE)/1000*$W39)","v":0},null,null,{"$f":"IF(I39=\"\",0,I39*HLOOKUP($D39,'2_メイン'!$AC$17:$BB$20,4,FALSE)*$W39)","v":0},{"$f":"IF(J39=\"\",0,J39*HLOOKUP($D39,'2_メイン'!$AC$17:$BB$20,4,FALSE)*$W39)","v":0},{"$f":"IF(K39=\"\",0,K39*HLOOKUP($D39,'2_メイン'!$AC$17:$BB$20,4,FALSE)*$W39)","v":0},{"$f":"IF(L39=\"\",0,L39*HLOOKUP($D39,'2_メイン'!$AC$17:$BB$20,4,FALSE)*$W39)","v":0},{"$f":"IF(M39=\"\",0,M39*HLOOKUP($D39,'2_メイン'!$AC$17:$BB$20,4,FALSE)*$W39)","v":0},{"$f":"IF(N39=\"\",0,N39*HLOOKUP($D39,'2_メイン'!$AC$17:$BB$20,4,FALSE)*$W39)","v":0},{"$f":"IF(O39=\"\",0,O39*HLOOKUP($D39,'2_メイン'!$AC$17:$BB$20,4,FALSE)*$W39)","v":0},{"$f":"IF(P39=\"\",0,P39*HLOOKUP($D39,'2_メイン'!$AC$17:$BB$20,4,FALSE)*$W39)","v":0},{"$f":"IF(Q39=\"\",0,Q39*HLOOKUP($D39,'2_メイン'!$AC$17:$BB$20,4,FALSE)*$W39)","v":0},{"$f":"IF(R39=\"\",0,R39*HLOOKUP($D39,'2_メイン'!$AC$17:$BB$20,4,FALSE)*$W39)","v":0},{"$f":"IF(S39=\"\",0,S39*HLOOKUP($D39,'2_メイン'!$AC$17:$BB$20,4,FALSE)*$W39)","v":0},{"$f":"IF(T39=\"\",0,T39*HLOOKUP($D39,'2_メイン'!$AC$17:$BB$20,4,FALSE)*$W39)","v":0}]
[null,30,null,null,null,null,"",null,null,null,null,null,null,null,null,null,null,null,null,null,null,{"$f":"IF(U40=\"\",\"\",U40*HLOOKUP(D40,'2_メイン'!$AC$17:$BB$19,3,FALSE)/1000)","v":""},1,null,null,null,null,null,null,null,"MJ",{"$f":"AF35+AF38","v":0},{"$f":"AG35+AG38","v":0},0,0,0,0,0,0,0,0,0,0,{"$f":"SUM(AF40:AQ40)","v":0},null,{"$f":"IF(I40=\"\",0,I40*HLOOKUP($D40,'2_メイン'!$AC$17:$BB$19,3,FALSE)/1000*$W40)","v":0},{"$f":"IF(J40=\"\",0,J40*HLOOKUP($D40,'2_メイン'!$AC$17:$BB$19,3,FALSE)/1000*$W40)","v":0},{"$f":"IF(K40=\"\",0,K40*HLOOKUP($D40,'2_メイン'!$AC$17:$BB$19,3,FALSE)/1000*$W40)","v":0},{"$f":"IF(L40=\"\",0,L40*HLOOKUP($D40,'2_メイン'!$AC$17:$BB$19,3,FALSE)/1000*$W40)","v":0},{"$f":"IF(M40=\"\",0,M40*HLOOKUP($D40,'2_メイン'!$AC$17:$BB$19,3,FALSE)/1000*$W40)","v":0},{"$f":"IF(N40=\"\",0,N40*HLOOKUP($D40,'2_メイン'!$AC$17:$BB$19,3,FALSE)/1000*$W40)","v":0},{"$f":"IF(O40=\"\",0,O40*HLOOKUP($D40,'2_メイン'!$AC$17:$BB$19,3,FALSE)/1000*$W40)","v":0},{"$f":"IF(P40=\"\",0,P40*HLOOKUP($D40,'2_メイン'!$AC$17:$BB$19,3,FALSE)/1000*$W40)","v":0},{"$f":"IF(Q40=\"\",0,Q40*HLOOKUP($D40,'2_メイン'!$AC$17:$BB$19,3,FALSE)/1000*$W40)","v":0},{"$f":"IF(R40=\"\",0,R40*HLOOKUP($D40,'2_メイン'!$AC$17:$BB$19,3,FALSE)/1000*$W40)","v":0},{"$f":"IF(S40=\"\",0,S40*HLOOKUP($D40,'2_メイン'!$AC$17:$BB$19,3,FALSE)/1000*$W40)","v":0},{"$f":"IF(T40=\"\",0,T40*HLOOKUP($D40,'2_メイン'!$AC$17:$BB$19,3,FALSE)/1000*$W40)","v":0},null,null,{"$f":"IF(I40=\"\",0,I40*HLOOKUP($D40,'2_メイン'!$AC$17:$BB$20,4,FALSE)*$W40)","v":0},{"$f":"IF(J40=\"\",0,J40*HLOOKUP($D40,'2_メイン'!$AC$17:$BB$20,4,FALSE)*$W40)","v":0},{"$f":"IF(K40=\"\",0,K40*HLOOKUP($D40,'2_メイン'!$AC$17:$BB$20,4,FALSE)*$W40)","v":0},{"$f":"IF(L40=\"\",0,L40*HLOOKUP($D40,'2_メイン'!$AC$17:$BB$20,4,FALSE)*$W40)","v":0},{"$f":"IF(M40=\"\",0,M40*HLOOKUP($D40,'2_メイン'!$AC$17:$BB$20,4,FALSE)*$W40)","v":0},{"$f":"IF(N40=\"\",0,N40*HLOOKUP($D40,'2_メイン'!$AC$17:$BB$20,4,FALSE)*$W40)","v":0},{"$f":"IF(O40=\"\",0,O40*HLOOKUP($D40,'2_メイン'!$AC$17:$BB$20,4,FALSE)*$W40)","v":0},{"$f":"IF(P40=\"\",0,P40*HLOOKUP($D40,'2_メイン'!$AC$17:$BB$20,4,FALSE)*$W40)","v":0},{"$f":"IF(Q40=\"\",0,Q40*HLOOKUP($D40,'2_メイン'!$AC$17:$BB$20,4,FALSE)*$W40)","v":0},{"$f":"IF(R40=\"\",0,R40*HLOOKUP($D40,'2_メイン'!$AC$17:$BB$20,4,FALSE)*$W40)","v":0},{"$f":"IF(S40=\"\",0,S40*HLOOKUP($D40,'2_メイン'!$AC$17:$BB$20,4,FALSE)*$W40)","v":0},{"$f":"IF(T40=\"\",0,T40*HLOOKUP($D40,'2_メイン'!$AC$17:$BB$20,4,FALSE)*$W40)","v":0}]
[null,31,null,null,null,null,"",null,null,null,null,null,null,null,null,null,null,null,null,null,null,{"$f":"IF(U41=\"\",\"\",U41*HLOOKUP(D41,'2_メイン'!$AC$17:$BB$19,3,FALSE)/1000)","v":""},1,null,null,null,null,null,2018,"補正前","CO2",{"$f":"SUMIF($H11:$H210,$AC41,AT$11:AT$210)","v":0},{"$f":"SUMIF($H11:$H210,$AC41,AU$11:AU$210)","v":0},0,0,0,0,0,0,0,0,0,0,null,null,{"$f":"IF(I41=\"\",0,I41*HLOOKUP($D41,'2_メイン'!$AC$17:$BB$19,3,FALSE)/1000*$W41)","v":0},{"$f":"IF(J41=\"\",0,J41*HLOOKUP($D41,'2_メイン'!$AC$17:$BB$19,3,FALSE)/1000*$W41)","v":0},{"$f":"IF(K41=\"\",0,K41*HLOOKUP($D41,'2_メイン'!$AC$17:$BB$19,3,FALSE)/1000*$W41)","v":0},{"$f":"IF(L41=\"\",0,L41*HLOOKUP($D41,'2_メイン'!$AC$17:$BB$19,3,FALSE)/1000*$W41)","v":0},{"$f":"IF(M41=\"\",0,M41*HLOOKUP($D41,'2_メイン'!$AC$17:$BB$19,3,FALSE)/1000*$W41)","v":0},{"$f":"IF(N41=\"\",0,N41*HLOOKUP($D41,'2_メイン'!$AC$17:$BB$19,3,FALSE)/1000*$W41)","v":0},{"$f":"IF(O41=\"\",0,O41*HLOOKUP($D41,'2_メイン'!$AC$17:$BB$19,3,FALSE)/1000*$W41)","v":0},{"$f":"IF(P41=\"\",0,P41*HLOOKUP($D41,'2_メイン'!$AC$17:$BB$19,3,FALSE)/1000*$W41)","v":0},{"$f":"IF(Q41=\"\",0,Q41*HLOOKUP($D41,'2_メイン'!$AC$17:$BB$19,3,FALSE)/1000*$W41)","v":0},{"$f":"IF(R41=\"\",0,R41*HLOOKUP($D41,'2_メイン'!$AC$17:$BB$19,3,FALSE)/1000*$W41)","v":0},{"$f":"IF(S41=\"\",0,S41*HLOOKUP($D41,'2_メイン'!$AC$17:$BB$19,3,FALSE)/1000*$W41)","v":0},{"$f":"IF(T41=\"\",0,T41*HLOOKUP($D41,'2_メイン'!$AC$17:$BB$19,3,FALSE)/1000*$W41)","v":0},null,null,{"$f":"IF(I41=\"\",0,I41*HLOOKUP($D41,'2_メイン'!$AC$17:$BB$20,4,FALSE)*$W41)","v":0},{"$f":"IF(J41=\"\",0,J41*HLOOKUP($D41,'2_メイン'!$AC$17:$BB$20,4,FALSE)*$W41)","v":0},{"$f":"IF(K41=\"\",0,K41*HLOOKUP($D41,'2_メイン'!$AC$17:$BB$20,4,FALSE)*$W41)","v":0},{"$f":"IF(L41=\"\",0,L41*HLOOKUP($D41,'2_メイン'!$AC$17:$BB$20,4,FALSE)*$W41)","v":0},{"$f":"IF(M41=\"\",0,M41*HLOOKUP($D41,'2_メイン'!$AC$17:$BB$20,4,FALSE)*$W41)","v":0},{"$f":"IF(N41=\"\",0,N41*HLOOKUP($D41,'2_メイン'!$AC$17:$BB$20,4,FALSE)*$W41)","v":0},{"$f":"IF(O41=\"\",0,O41*HLOOKUP($D41,'2_メイン'!$AC$17:$BB$20,4,FALSE)*$W41)","v":0},{"$f":"IF(P41=\"\",0,P41*HLOOKUP($D41,'2_メイン'!$AC$17:$BB$20,4,FALSE)*$W41)","v":0},{"$f":"IF(Q41=\"\",0,Q41*HLOOKUP($D41,'2_メイン'!$AC$17:$BB$20,4,FALSE)*$W41)","v":0},{"$f":"IF(R41=\"\",0,R41*HLOOKUP($D41,'2_メイン'!$AC$17:$BB$20,4,FALSE)*$W41)","v":0},{"$f":"IF(S41=\"\",0,S41*HLOOKUP($D41,'2_メイン'!$AC$17:$BB$20,4,FALSE)*$W41)","v":0},{"$f":"IF(T41=\"\",0,T41*HLOOKUP($D41,'2_メイン'!$AC$17:$BB$20,4,FALSE)*$W41)","v":0}]
[null,32,null,null,null,null,"",null,null,null,null,null,null,null,null,null,null,null,null,null,null,{"$f":"IF(U42=\"\",\"\",U42*HLOOKUP(D42,'2_メイン'!$AC$17:$BB$19,3,FALSE)/1000)","v":""},1,null,null,null,null,null,null,null,"MJ",{"$f":"SUMIF($H11:$H210,$AC41,BH$11:BH$210)","v":0},{"$f":"SUMIF($H11:$H210,$AC41,BI$11:BI$210)","v":0},0,0,0,0,0,0,0,0,0,0,null,null,{"$f":"IF(I42=\"\",0,I42*HLOOKUP($D42,'2_メイン'!$AC$17:$BB$19,3,FALSE)/1000*$W42)","v":0},{"$f":"IF(J42=\"\",0,J42*HLOOKUP($D42,'2_メイン'!$AC$17:$BB$19,3,FALSE)/1000*$W42)","v":0},{"$f":"IF(K42=\"\",0,K42*HLOOKUP($D42,'2_メイン'!$AC$17:$BB$19,3,FALSE)/1000*$W42)","v":0},{"$f":"IF(L42=\"\",0,L42*HLOOKUP($D42,'2_メイン'!$AC$17:$BB$19,3,FALSE)/1000*$W42)","v":0},{"$f":"IF(M42=\"\",0,M42*HLOOKUP($D42,'2_メイン'!$AC$17:$BB$19,3,FALSE)/1000*$W42)","v":0},{"$f":"IF(N42=\"\",0,N42*HLOOKUP($D42,'2_メイン'!$AC$17:$BB$19,3,FALSE)/1000*$W42)","v":0},{"$f":"IF(O42=\"\",0,O42*HLOOKUP($D42,'2_メイン'!$AC$17:$BB$19,3,FALSE)/1000*$W42)","v":0},{"$f":"IF(P42=\"\",0,P42*HLOOKUP($D42,'2_メイン'!$AC$17:$BB$19,3,FALSE)/1000*$W42)","v":0},{"$f":"IF(Q42=\"\",0,Q42*HLOOKUP($D42,'2_メイン'!$AC$17:$BB$19,3,FALSE)/1000*$W42)","v":0},{"$f":"IF(R42=\"\",0,R42*HLOOKUP($D42,'2_メイン'!$AC$17:$BB$19,3,FALSE)/1000*$W42)","v":0},{"$f":"IF(S42=\"\",0,S42*HLOOKUP($D42,'2_メイン'!$AC$17:$BB$19,3,FALSE)/1000*$W42)","v":0},{"$f":"IF(T42=\"\",0,T42*HLOOKUP($D42,'2_メイン'!$AC$17:$BB$19,3,FALSE)/1000*$W42)","v":0},null,null,{"$f":"IF(I42=\"\",0,I42*HLOOKUP($D42,'2_メイン'!$AC$17:$BB$20,4,FALSE)*$W42)","v":0},{"$f":"IF(J42=\"\",0,J42*HLOOKUP($D42,'2_メイン'!$AC$17:$BB$20,4,FALSE)*$W42)","v":0},{"$f":"IF(K42=\"\",0,K42*HLOOKUP($D42,'2_メイン'!$AC$17:$BB$20,4,FALSE)*$W42)","v":0},{"$f":"IF(L42=\"\",0,L42*HLOOKUP($D42,'2_メイン'!$AC$17:$BB$20,4,FALSE)*$W42)","v":0},{"$f":"IF(M42=\"\",0,M42*HLOOKUP($D42,'2_メイン'!$AC$17:$BB$20,4,FALSE)*$W42)","v":0},{"$f":"IF(N42=\"\",0,N42*HLOOKUP($D42,'2_メイン'!$AC$17:$BB$20,4,FALSE)*$W42)","v":0},{"$f":"IF(O42=\"\",0,O42*HLOOKUP($D42,'2_メイン'!$AC$17:$BB$20,4,FALSE)*$W42)","v":0},{"$f":"IF(P42=\"\",0,P42*HLOOKUP($D42,'2_メイン'!$AC$17:$BB$20,4,FALSE)*$W42)","v":0},{"$f":"IF(Q42=\"\",0,Q42*HLOOKUP($D42,'2_メイン'!$AC$17:$BB$20,4,FALSE)*$W42)","v":0},{"$f":"IF(R42=\"\",0,R42*HLOOKUP($D42,'2_メイン'!$AC$17:$BB$20,4,FALSE)*$W42)","v":0},{"$f":"IF(S42=\"\",0,S42*HLOOKUP($D42,'2_メイン'!$AC$17:$BB$20,4,FALSE)*$W42)","v":0},{"$f":"IF(T42=\"\",0,T42*HLOOKUP($D42,'2_メイン'!$AC$17:$BB$20,4,FALSE)*$W42)","v":0}]
[null,33,null,null,null,null,{"$f":"IF(D43=\"\",\"\",HLOOKUP(D43,$BQ$1:$CP$2,2,FALSE))","v":""},null,null,null,null,null,null,null,null,null,null,null,null,null,null,{"$f":"IF(U43=\"\",\"\",U43*HLOOKUP(D43,'2_メイン'!$AC$17:$BB$19,3,FALSE)/1000)","v":""},1,null,null,null,null,null,null,"入居率",null,{"$f":"IF(SUMIF('7_テナント入居率'!$C$14:$C$43,$AC$41,'7_テナント入居率'!D14:D43)=0,0,SUMIF('7_テナント入居率'!$C$14:$C$43,$AC$41,'7_テナント入居率'!D14:D43))","v":0},{"$f":"IF(SUMIF('7_テナント入居率'!$C$14:$C$43,$AC$41,'7_テナント入居率'!E14:E43)=0,0,SUMIF('7_テナント入居率'!$C$14:$C$43,$AC$41,'7_テナント入居率'!E14:E43))","v":0},{"$f":"IF(SUMIF('7_テナント入居率'!$C$14:$C$43,$AC$41,'7_テナント入居率'!F14:F43)=0,0,SUMIF('7_テナント入居率'!$C$14:$C$43,$AC$41,'7_テナント入居率'!F14:F43))","v":0},{"$f":"IF(SUMIF('7_テナント入居率'!$C$14:$C$43,$AC$41,'7_テナント入居率'!G14:G43)=0,0,SUMIF('7_テナント入居率'!$C$14:$C$43,$AC$41,'7_テナント入居率'!G14:G43))","v":0},{"$f":"IF(SUMIF('7_テナント入居率'!$C$14:$C$43,$AC$41,'7_テナント入居率'!H14:H43)=0,0,SUMIF('7_テナント入居率'!$C$14:$C$43,$AC$41,'7_テナント入居率'!H14:H43))","v":0},{"$f":"IF(SUMIF('7_テナント入居率'!$C$14:$C$43,$AC$41,'7_テナント入居率'!I14:I43)=0,0,SUMIF('7_テナント入居率'!$C$14:$C$43,$AC$41,'7_テナント入居率'!I14:I43))","v":0},{"$f":"IF(SUMIF('7_テナント入居率'!$C$14:$C$43,$AC$41,'7_テナント入居率'!J14:J43)=0,0,SUMIF('7_テナント入居率'!$C$14:$C$43,$AC$41,'7_テナント入居率'!J14:J43))","v":0},{"$f":"IF(SUMIF('7_テナント入居率'!$C$14:$C$43,$AC$41,'7_テナント入居率'!K14:K43)=0,0,SUMIF('7_テナント入居率'!$C$14:$C$43,$AC$41,'7_テナント入居率'!K14:K43))","v":0},{"$f":"IF(SUMIF('7_テナント入居率'!$C$14:$C$43,$AC$41,'7_テナント入居率'!L14:L43)=0,0,SUMIF('7_テナント入居率'!$C$14:$C$43,$AC$41,'7_テナント入居率'!L14:L43))","v":0},{"$f":"IF(SUMIF('7_テナント入居率'!$C$14:$C$43,$AC$41,'7_テナント入居率'!M14:M43)=0,0,SUMIF('7_テナント入居率'!$C$14:$C$43,$AC$41,'7_テナント入居率'!M14:M43))","v":0},{"$f":"IF(SUMIF('7_テナント入居率'!$C$14:$C$43,$AC$41,'7_テナント入居率'!N14:N43)=0,0,SUMIF('7_テナント入居率'!$C$14:$C$43,$AC$41,'7_テナント入居率'!N14:N43))","v":0},{"$f":"IF(SUMIF('7_テナント入居率'!$C$14:$C$43,$AC$41,'7_テナント入居率'!O14:O43)=0,0,SUMIF('7_テナント入居率'!$C$14:$C$43,$AC$41,'7_テナント入居率'!O14:O43))","v":0},null,null,{"$f":"IF(I43=\"\",0,I43*HLOOKUP($D43,'2_メイン'!$AC$17:$BB$19,3,FALSE)/1000*$W43)","v":0},{"$f":"IF(J43=\"\",0,J43*HLOOKUP($D43,'2_メイン'!$AC$17:$BB$19,3,FALSE)/1000*$W43)","v":0},{"$f":"IF(K43=\"\",0,K43*HLOOKUP($D43,'2_メイン'!$AC$17:$BB$19,3,FALSE)/1000*$W43)","v":0},{"$f":"IF(L43=\"\",0,L43*HLOOKUP($D43,'2_メイン'!$AC$17:$BB$19,3,FALSE)/1000*$W43)","v":0},{"$f":"IF(M43=\"\",0,M43*HLOOKUP($D43,'2_メイン'!$AC$17:$BB$19,3,FALSE)/1000*$W43)","v":0},{"$f":"IF(N43=\"\",0,N43*HLOOKUP($D43,'2_メイン'!$AC$17:$BB$19,3,FALSE)/1000*$W43)","v":0},{"$f":"IF(O43=\"\",0,O43*HLOOKUP($D43,'2_メイン'!$AC$17:$BB$19,3,FALSE)/1000*$W43)","v":0},{"$f":"IF(P43=\"\",0,P43*HLOOKUP($D43,'2_メイン'!$AC$17:$BB$19,3,FALSE)/1000*$W43)","v":0},{"$f":"IF(Q43=\"\",0,Q43*HLOOKUP($D43,'2_メイン'!$AC$17:$BB$19,3,FALSE)/1000*$W43)","v":0},{"$f":"IF(R43=\"\",0,R43*HLOOKUP($D43,'2_メイン'!$AC$17:$BB$19,3,FALSE)/1000*$W43)","v":0},{"$f":"IF(S43=\"\",0,S43*HLOOKUP($D43,'2_メイン'!$AC$17:$BB$19,3,FALSE)/1000*$W43)","v":0},{"$f":"IF(T43=\"\",0,T43*HLOOKUP($D43,'2_メイン'!$AC$17:$BB$19,3,FALSE)/1000*$W43)","v":0},null,null,{"$f":"IF(I43=\"\",0,I43*HLOOKUP($D43,'2_メイン'!$AC$17:$BB$20,4,FALSE)*$W43)","v":0},{"$f":"IF(J43=\"\",0,J43*HLOOKUP($D43,'2_メイン'!$AC$17:$BB$20,4,FALSE)*$W43)","v":0},{"$f":"IF(K43=\"\",0,K43*HLOOKUP($D43,'2_メイン'!$AC$17:$BB$20,4,FALSE)*$W43)","v":0},{"$f":"IF(L43=\"\",0,L43*HLOOKUP($D43,'2_メイン'!$AC$17:$BB$20,4,FALSE)*$W43)","v":0},{"$f":"IF(M43=\"\",0,M43*HLOOKUP($D43,'2_メイン'!$AC$17:$BB$20,4,FALSE)*$W43)","v":0},{"$f":"IF(N43=\"\",0,N43*HLOOKUP($D43,'2_メイン'!$AC$17:$BB$20,4,FALSE)*$W43)","v":0},{"$f":"IF(O43=\"\",0,O43*HLOOKUP($D43,'2_メイン'!$AC$17:$BB$20,4,FALSE)*$W43)","v":0},{"$f":"IF(P43=\"\",0,P43*HLOOKUP($D43,'2_メイン'!$AC$17:$BB$20,4,FALSE)*$W43)","v":0},{"$f":"IF(Q43=\"\",0,Q43*HLOOKUP($D43,'2_メイン'!$AC$17:$BB$20,4,FALSE)*$W43)","v":0},{"$f":"IF(R43=\"\",0,R43*HLOOKUP($D43,'2_メイン'!$AC$17:$BB$20,4,FALSE)*$W43)","v":0},{"$f":"IF(S43=\"\",0,S43*HLOOKUP($D43,'2_メイン'!$AC$17:$BB$20,4,FALSE)*$W43)","v":0},{"$f":"IF(T43=\"\",0,T43*HLOOKUP($D43,'2_メイン'!$AC$17:$BB$20,4,FALSE)*$W43)","v":0}]
[null,34,null,null,null,null,"",null,null,null,null,null,null,null,null,null,null,null,null,null,null,{"$f":"IF(U44=\"\",\"\",U44*HLOOKUP(D44,'2_メイン'!$AC$17:$BB$19,3,FALSE)/1000)","v":""},1,null,null,null,null,null,null,"補正後","CO2",{"$f":"IFERROR(AF41/AF43*$AV$3+AF41*$AW$3,0)","v":0},{"$f":"IFERROR(AG41/AG43*$AV$3+AG41*$AW$3,0)","v":0},0,0,0,0,0,0,0,0,0,0,{"$f":"SUM(AF44:AQ44)","v":0},null,{"$f":"IF(I44=\"\",0,I44*HLOOKUP($D44,'2_メイン'!$AC$17:$BB$19,3,FALSE)/1000*$W44)","v":0},{"$f":"IF(J44=\"\",0,J44*HLOOKUP($D44,'2_メイン'!$AC$17:$BB$19,3,FALSE)/1000*$W44)","v":0},{"$f":"IF(K44=\"\",0,K44*HLOOKUP($D44,'2_メイン'!$AC$17:$BB$19,3,FALSE)/1000*$W44)","v":0},{"$f":"IF(L44=\"\",0,L44*HLOOKUP($D44,'2_メイン'!$AC$17:$BB$19,3,FALSE)/1000*$W44)","v":0},{"$f":"IF(M44=\"\",0,M44*HLOOKUP($D44,'2_メイン'!$AC$17:$BB$19,3,FALSE)/1000*$W44)","v":0},{"$f":"IF(N44=\"\",0,N44*HLOOKUP($D44,'2_メイン'!$AC$17:$BB$19,3,FALSE)/1000*$W44)","v":0},{"$f":"IF(O44=\"\",0,O44*HLOOKUP($D44,'2_メイン'!$AC$17:$BB$19,3,FALSE)/1000*$W44)","v":0},{"$f":"IF(P44=\"\",0,P44*HLOOKUP($D44,'2_メイン'!$AC$17:$BB$19,3,FALSE)/1000*$W44)","v":0},{"$f":"IF(Q44=\"\",0,Q44*HLOOKUP($D44,'2_メイン'!$AC$17:$BB$19,3,FALSE)/1000*$W44)","v":0},{"$f":"IF(R44=\"\",0,R44*HLOOKUP($D44,'2_メイン'!$AC$17:$BB$19,3,FALSE)/1000*$W44)","v":0},{"$f":"IF(S44=\"\",0,S44*HLOOKUP($D44,'2_メイン'!$AC$17:$BB$19,3,FALSE)/1000*$W44)","v":0},{"$f":"IF(T44=\"\",0,T44*HLOOKUP($D44,'2_メイン'!$AC$17:$BB$19,3,FALSE)/1000*$W44)","v":0},null,null,{"$f":"IF(I44=\"\",0,I44*HLOOKUP($D44,'2_メイン'!$AC$17:$BB$20,4,FALSE)*$W44)","v":0},{"$f":"IF(J44=\"\",0,J44*HLOOKUP($D44,'2_メイン'!$AC$17:$BB$20,4,FALSE)*$W44)","v":0},{"$f":"IF(K44=\"\",0,K44*HLOOKUP($D44,'2_メイン'!$AC$17:$BB$20,4,FALSE)*$W44)","v":0},{"$f":"IF(L44=\"\",0,L44*HLOOKUP($D44,'2_メイン'!$AC$17:$BB$20,4,FALSE)*$W44)","v":0},{"$f":"IF(M44=\"\",0,M44*HLOOKUP($D44,'2_メイン'!$AC$17:$BB$20,4,FALSE)*$W44)","v":0},{"$f":"IF(N44=\"\",0,N44*HLOOKUP($D44,'2_メイン'!$AC$17:$BB$20,4,FALSE)*$W44)","v":0},{"$f":"IF(O44=\"\",0,O44*HLOOKUP($D44,'2_メイン'!$AC$17:$BB$20,4,FALSE)*$W44)","v":0},{"$f":"IF(P44=\"\",0,P44*HLOOKUP($D44,'2_メイン'!$AC$17:$BB$20,4,FALSE)*$W44)","v":0},{"$f":"IF(Q44=\"\",0,Q44*HLOOKUP($D44,'2_メイン'!$AC$17:$BB$20,4,FALSE)*$W44)","v":0},{"$f":"IF(R44=\"\",0,R44*HLOOKUP($D44,'2_メイン'!$AC$17:$BB$20,4,FALSE)*$W44)","v":0},{"$f":"IF(S44=\"\",0,S44*HLOOKUP($D44,'2_メイン'!$AC$17:$BB$20,4,FALSE)*$W44)","v":0},{"$f":"IF(T44=\"\",0,T44*HLOOKUP($D44,'2_メイン'!$AC$17:$BB$20,4,FALSE)*$W44)","v":0}]
[null,35,null,null,null,null,"",null,null,null,null,null,null,null,null,null,null,null,null,null,null,{"$f":"IF(U45=\"\",\"\",U45*HLOOKUP(D45,'2_メイン'!$AC$17:$BB$19,3,FALSE)/1000)","v":""},1,null,null,null,null,null,null,null,"MJ",{"$f":"IFERROR(AF42*$AV$3/AF43+AF42*$AW$3,0)","v":0},{"$f":"IFERROR(AG42*$AV$3/AG43+AG42*$AW$3,0)","v":0},0,0,0,0,0,0,0,0,0,0,{"$f":"SUM(AF45:AQ45)","v":0},null,{"$f":"IF(I45=\"\",0,I45*HLOOKUP($D45,'2_メイン'!$AC$17:$BB$19,3,FALSE)/1000*$W45)","v":0},{"$f":"IF(J45=\"\",0,J45*HLOOKUP($D45,'2_メイン'!$AC$17:$BB$19,3,FALSE)/1000*$W45)","v":0},{"$f":"IF(K45=\"\",0,K45*HLOOKUP($D45,'2_メイン'!$AC$17:$BB$19,3,FALSE)/1000*$W45)","v":0},{"$f":"IF(L45=\"\",0,L45*HLOOKUP($D45,'2_メイン'!$AC$17:$BB$19,3,FALSE)/1000*$W45)","v":0},{"$f":"IF(M45=\"\",0,M45*HLOOKUP($D45,'2_メイン'!$AC$17:$BB$19,3,FALSE)/1000*$W45)","v":0},{"$f":"IF(N45=\"\",0,N45*HLOOKUP($D45,'2_メイン'!$AC$17:$BB$19,3,FALSE)/1000*$W45)","v":0},{"$f":"IF(O45=\"\",0,O45*HLOOKUP($D45,'2_メイン'!$AC$17:$BB$19,3,FALSE)/1000*$W45)","v":0},{"$f":"IF(P45=\"\",0,P45*HLOOKUP($D45,'2_メイン'!$AC$17:$BB$19,3,FALSE)/1000*$W45)","v":0},{"$f":"IF(Q45=\"\",0,Q45*HLOOKUP($D45,'2_メイン'!$AC$17:$BB$19,3,FALSE)/1000*$W45)","v":0},{"$f":"IF(R45=\"\",0,R45*HLOOKUP($D45,'2_メイン'!$AC$17:$BB$19,3,FALSE)/1000*$W45)","v":0},{"$f":"IF(S45=\"\",0,S45*HLOOKUP($D45,'2_メイン'!$AC$17:$BB$19,3,FALSE)/1000*$W45)","v":0},{"$f":"IF(T45=\"\",0,T45*HLOOKUP($D45,'2_メイン'!$AC$17:$BB$19,3,FALSE)/1000*$W45)","v":0},null,null,{"$f":"IF(I45=\"\",0,I45*HLOOKUP($D45,'2_メイン'!$AC$17:$BB$20,4,FALSE)*$W45)","v":0},{"$f":"IF(J45=\"\",0,J45*HLOOKUP($D45,'2_メイン'!$AC$17:$BB$20,4,FALSE)*$W45)","v":0},{"$f":"IF(K45=\"\",0,K45*HLOOKUP($D45,'2_メイン'!$AC$17:$BB$20,4,FALSE)*$W45)","v":0},{"$f":"IF(L45=\"\",0,L45*HLOOKUP($D45,'2_メイン'!$AC$17:$BB$20,4,FALSE)*$W45)","v":0},{"$f":"IF(M45=\"\",0,M45*HLOOKUP($D45,'2_メイン'!$AC$17:$BB$20,4,FALSE)*$W45)","v":0},{"$f":"IF(N45=\"\",0,N45*HLOOKUP($D45,'2_メイン'!$AC$17:$BB$20,4,FALSE)*$W45)","v":0},{"$f":"IF(O45=\"\",0,O45*HLOOKUP($D45,'2_メイン'!$AC$17:$BB$20,4,FALSE)*$W45)","v":0},{"$f":"IF(P45=\"\",0,P45*HLOOKUP($D45,'2_メイン'!$AC$17:$BB$20,4,FALSE)*$W45)","v":0},{"$f":"IF(Q45=\"\",0,Q45*HLOOKUP($D45,'2_メイン'!$AC$17:$BB$20,4,FALSE)*$W45)","v":0},{"$f":"IF(R45=\"\",0,R45*HLOOKUP($D45,'2_メイン'!$AC$17:$BB$20,4,FALSE)*$W45)","v":0},{"$f":"IF(S45=\"\",0,S45*HLOOKUP($D45,'2_メイン'!$AC$17:$BB$20,4,FALSE)*$W45)","v":0},{"$f":"IF(T45=\"\",0,T45*HLOOKUP($D45,'2_メイン'!$AC$17:$BB$20,4,FALSE)*$W45)","v":0}]
[null,36,null,null,null,null,"",null,null,null,null,null,null,null,null,null,null,null,null,null,null,{"$f":"IF(U46=\"\",\"\",U46*HLOOKUP(D46,'2_メイン'!$AC$17:$BB$19,3,FALSE)/1000)","v":""},1,null,null,null,null,null,null,"エネルギー月別割合",null,{"$f":"IF(AF43>0,AI$3,0)","v":0},{"$f":"IF(AG43>0,AJ$3,0)","v":0},0,0,0,0,0,0,0,0,0,0,{"$f":"SUM(AF46:AQ46)","v":0},null,{"$f":"IF(I46=\"\",0,I46*HLOOKUP($D46,'2_メイン'!$AC$17:$BB$19,3,FALSE)/1000*$W46)","v":0},{"$f":"IF(J46=\"\",0,J46*HLOOKUP($D46,'2_メイン'!$AC$17:$BB$19,3,FALSE)/1000*$W46)","v":0},{"$f":"IF(K46=\"\",0,K46*HLOOKUP($D46,'2_メイン'!$AC$17:$BB$19,3,FALSE)/1000*$W46)","v":0},{"$f":"IF(L46=\"\",0,L46*HLOOKUP($D46,'2_メイン'!$AC$17:$BB$19,3,FALSE)/1000*$W46)","v":0},{"$f":"IF(M46=\"\",0,M46*HLOOKUP($D46,'2_メイン'!$AC$17:$BB$19,3,FALSE)/1000*$W46)","v":0},{"$f":"IF(N46=\"\",0,N46*HLOOKUP($D46,'2_メイン'!$AC$17:$BB$19,3,FALSE)/1000*$W46)","v":0},{"$f":"IF(O46=\"\",0,O46*HLOOKUP($D46,'2_メイン'!$AC$17:$BB$19,3,FALSE)/1000*$W46)","v":0},{"$f":"IF(P46=\"\",0,P46*HLOOKUP($D46,'2_メイン'!$AC$17:$BB$19,3,FALSE)/1000*$W46)","v":0},{"$f":"IF(Q46=\"\",0,Q46*HLOOKUP($D46,'2_メイン'!$AC$17:$BB$19,3,FALSE)/1000*$W46)","v":0},{"$f":"IF(R46=\"\",0,R46*HLOOKUP($D46,'2_メイン'!$AC$17:$BB$19,3,FALSE)/1000*$W46)","v":0},{"$f":"IF(S46=\"\",0,S46*HLOOKUP($D46,'2_メイン'!$AC$17:$BB$19,3,FALSE)/1000*$W46)","v":0},{"$f":"IF(T46=\"\",0,T46*HLOOKUP($D46,'2_メイン'!$AC$17:$BB$19,3,FALSE)/1000*$W46)","v":0},null,null,{"$f":"IF(I46=\"\",0,I46*HLOOKUP($D46,'2_メイン'!$AC$17:$BB$20,4,FALSE)*$W46)","v":0},{"$f":"IF(J46=\"\",0,J46*HLOOKUP($D46,'2_メイン'!$AC$17:$BB$20,4,FALSE)*$W46)","v":0},{"$f":"IF(K46=\"\",0,K46*HLOOKUP($D46,'2_メイン'!$AC$17:$BB$20,4,FALSE)*$W46)","v":0},{"$f":"IF(L46=\"\",0,L46*HLOOKUP($D46,'2_メイン'!$AC$17:$BB$20,4,FALSE)*$W46)","v":0},{"$f":"IF(M46=\"\",0,M46*HLOOKUP($D46,'2_メイン'!$AC$17:$BB$20,4,FALSE)*$W46)","v":0},{"$f":"IF(N46=\"\",0,N46*HLOOKUP($D46,'2_メイン'!$AC$17:$BB$20,4,FALSE)*$W46)","v":0},{"$f":"IF(O46=\"\",0,O46*HLOOKUP($D46,'2_メイン'!$AC$17:$BB$20,4,FALSE)*$W46)","v":0},{"$f":"IF(P46=\"\",0,P46*HLOOKUP($D46,'2_メイン'!$AC$17:$BB$20,4,FALSE)*$W46)","v":0},{"$f":"IF(Q46=\"\",0,Q46*HLOOKUP($D46,'2_メイン'!$AC$17:$BB$20,4,FALSE)*$W46)","v":0},{"$f":"IF(R46=\"\",0,R46*HLOOKUP($D46,'2_メイン'!$AC$17:$BB$20,4,FALSE)*$W46)","v":0},{"$f":"IF(S46=\"\",0,S46*HLOOKUP($D46,'2_メイン'!$AC$17:$BB$20,4,FALSE)*$W46)","v":0},{"$f":"IF(T46=\"\",0,T46*HLOOKUP($D46,'2_メイン'!$AC$17:$BB$20,4,FALSE)*$W46)","v":0}]
[null,37,null,null,null,null,"",null,null,null,null,null,null,null,null,null,null,null,null,null,null,{"$f":"IF(U47=\"\",\"\",U47*HLOOKUP(D47,'2_メイン'!$AC$17:$BB$19,3,FALSE)/1000)","v":""},1,null,null,null,null,null,null,"入居率0の場合の補正値","CO2",{"$f":"IFERROR(IF(AF46>0,0,$AR$44/$AR$46*AI3),0)","v":0},{"$f":"IFERROR(IF(AG46>0,0,$AR$44/$AR$46*AJ3),0)","v":0},0,0,0,0,0,0,0,0,0,0,null,null,{"$f":"IF(I47=\"\",0,I47*HLOOKUP($D47,'2_メイン'!$AC$17:$BB$19,3,FALSE)/1000*$W47)","v":0},{"$f":"IF(J47=\"\",0,J47*HLOOKUP($D47,'2_メイン'!$AC$17:$BB$19,3,FALSE)/1000*$W47)","v":0},{"$f":"IF(K47=\"\",0,K47*HLOOKUP($D47,'2_メイン'!$AC$17:$BB$19,3,FALSE)/1000*$W47)","v":0},{"$f":"IF(L47=\"\",0,L47*HLOOKUP($D47,'2_メイン'!$AC$17:$BB$19,3,FALSE)/1000*$W47)","v":0},{"$f":"IF(M47=\"\",0,M47*HLOOKUP($D47,'2_メイン'!$AC$17:$BB$19,3,FALSE)/1000*$W47)","v":0},{"$f":"IF(N47=\"\",0,N47*HLOOKUP($D47,'2_メイン'!$AC$17:$BB$19,3,FALSE)/1000*$W47)","v":0},{"$f":"IF(O47=\"\",0,O47*HLOOKUP($D47,'2_メイン'!$AC$17:$BB$19,3,FALSE)/1000*$W47)","v":0},{"$f":"IF(P47=\"\",0,P47*HLOOKUP($D47,'2_メイン'!$AC$17:$BB$19,3,FALSE)/1000*$W47)","v":0},{"$f":"IF(Q47=\"\",0,Q47*HLOOKUP($D47,'2_メイン'!$AC$17:$BB$19,3,FALSE)/1000*$W47)","v":0},{"$f":"IF(R47=\"\",0,R47*HLOOKUP($D47,'2_メイン'!$AC$17:$BB$19,3,FALSE)/1000*$W47)","v":0},{"$f":"IF(S47=\"\",0,S47*HLOOKUP($D47,'2_メイン'!$AC$17:$BB$19,3,FALSE)/1000*$W47)","v":0},{"$f":"IF(T47=\"\",0,T47*HLOOKUP($D47,'2_メイン'!$AC$17:$BB$19,3,FALSE)/1000*$W47)","v":0},null,null,{"$f":"IF(I47=\"\",0,I47*HLOOKUP($D47,'2_メイン'!$AC$17:$BB$20,4,FALSE)*$W47)","v":0},{"$f":"IF(J47=\"\",0,J47*HLOOKUP($D47,'2_メイン'!$AC$17:$BB$20,4,FALSE)*$W47)","v":0},{"$f":"IF(K47=\"\",0,K47*HLOOKUP($D47,'2_メイン'!$AC$17:$BB$20,4,FALSE)*$W47)","v":0},{"$f":"IF(L47=\"\",0,L47*HLOOKUP($D47,'2_メイン'!$AC$17:$BB$20,4,FALSE)*$W47)","v":0},{"$f":"IF(M47=\"\",0,M47*HLOOKUP($D47,'2_メイン'!$AC$17:$BB$20,4,FALSE)*$W47)","v":0},{"$f":"IF(N47=\"\",0,N47*HLOOKUP($D47,'2_メイン'!$AC$17:$BB$20,4,FALSE)*$W47)","v":0},{"$f":"IF(O47=\"\",0,O47*HLOOKUP($D47,'2_メイン'!$AC$17:$BB$20,4,FALSE)*$W47)","v":0},{"$f":"IF(P47=\"\",0,P47*HLOOKUP($D47,'2_メイン'!$AC$17:$BB$20,4,FALSE)*$W47)","v":0},{"$f":"IF(Q47=\"\",0,Q47*HLOOKUP($D47,'2_メイン'!$AC$17:$BB$20,4,FALSE)*$W47)","v":0},{"$f":"IF(R47=\"\",0,R47*HLOOKUP($D47,'2_メイン'!$AC$17:$BB$20,4,FALSE)*$W47)","v":0},{"$f":"IF(S47=\"\",0,S47*HLOOKUP($D47,'2_メイン'!$AC$17:$BB$20,4,FALSE)*$W47)","v":0},{"$f":"IF(T47=\"\",0,T47*HLOOKUP($D47,'2_メイン'!$AC$17:$BB$20,4,FALSE)*$W47)","v":0}]
[null,38,null,null,null,null,"",null,null,null,null,null,null,null,null,null,null,null,null,null,null,{"$f":"IF(U48=\"\",\"\",U48*HLOOKUP(D48,'2_メイン'!$AC$17:$BB$19,3,FALSE)/1000)","v":""},1,null,null,null,null,null,null,null,"MJ",{"$f":"IFERROR(IF(AF46>0,0,$AR$45/$AR$46*AI3),0)","v":0},{"$f":"IFERROR(IF(AG46>0,0,$AR$45/$AR$46*AJ3),0)","v":0},0,0,0,0,0,0,0,0,0,0,null,null,{"$f":"IF(I48=\"\",0,I48*HLOOKUP($D48,'2_メイン'!$AC$17:$BB$19,3,FALSE)/1000*$W48)","v":0},{"$f":"IF(J48=\"\",0,J48*HLOOKUP($D48,'2_メイン'!$AC$17:$BB$19,3,FALSE)/1000*$W48)","v":0},{"$f":"IF(K48=\"\",0,K48*HLOOKUP($D48,'2_メイン'!$AC$17:$BB$19,3,FALSE)/1000*$W48)","v":0},{"$f":"IF(L48=\"\",0,L48*HLOOKUP($D48,'2_メイン'!$AC$17:$BB$19,3,FALSE)/1000*$W48)","v":0},{"$f":"IF(M48=\"\",0,M48*HLOOKUP($D48,'2_メイン'!$AC$17:$BB$19,3,FALSE)/1000*$W48)","v":0},{"$f":"IF(N48=\"\",0,N48*HLOOKUP($D48,'2_メイン'!$AC$17:$BB$19,3,FALSE)/1000*$W48)","v":0},{"$f":"IF(O48=\"\",0,O48*HLOOKUP($D48,'2_メイン'!$AC$17:$BB$19,3,FALSE)/1000*$W48)","v":0},{"$f":"IF(P48=\"\",0,P48*HLOOKUP($D48,'2_メイン'!$AC$17:$BB$19,3,FALSE)/1000*$W48)","v":0},{"$f":"IF(Q48=\"\",0,Q48*HLOOKUP($D48,'2_メイン'!$AC$17:$BB$19,3,FALSE)/1000*$W48)","v":0},{"$f":"IF(R48=\"\",0,R48*HLOOKUP($D48,'2_メイン'!$AC$17:$BB$19,3,FALSE)/1000*$W48)","v":0},{"$f":"IF(S48=\"\",0,S48*HLOOKUP($D48,'2_メイン'!$AC$17:$BB$19,3,FALSE)/1000*$W48)","v":0},{"$f":"IF(T48=\"\",0,T48*HLOOKUP($D48,'2_メイン'!$AC$17:$BB$19,3,FALSE)/1000*$W48)","v":0},null,null,{"$f":"IF(I48=\"\",0,I48*HLOOKUP($D48,'2_メイン'!$AC$17:$BB$20,4,FALSE)*$W48)","v":0},{"$f":"IF(J48=\"\",0,J48*HLOOKUP($D48,'2_メイン'!$AC$17:$BB$20,4,FALSE)*$W48)","v":0},{"$f":"IF(K48=\"\",0,K48*HLOOKUP($D48,'2_メイン'!$AC$17:$BB$20,4,FALSE)*$W48)","v":0},{"$f":"IF(L48=\"\",0,L48*HLOOKUP($D48,'2_メイン'!$AC$17:$BB$20,4,FALSE)*$W48)","v":0},{"$f":"IF(M48=\"\",0,M48*HLOOKUP($D48,'2_メイン'!$AC$17:$BB$20,4,FALSE)*$W48)","v":0},{"$f":"IF(N48=\"\",0,N48*HLOOKUP($D48,'2_メイン'!$AC$17:$BB$20,4,FALSE)*$W48)","v":0},{"$f":"IF(O48=\"\",0,O48*HLOOKUP($D48,'2_メイン'!$AC$17:$BB$20,4,FALSE)*$W48)","v":0},{"$f":"IF(P48=\"\",0,P48*HLOOKUP($D48,'2_メイン'!$AC$17:$BB$20,4,FALSE)*$W48)","v":0},{"$f":"IF(Q48=\"\",0,Q48*HLOOKUP($D48,'2_メイン'!$AC$17:$BB$20,4,FALSE)*$W48)","v":0},{"$f":"IF(R48=\"\",0,R48*HLOOKUP($D48,'2_メイン'!$AC$17:$BB$20,4,FALSE)*$W48)","v":0},{"$f":"IF(S48=\"\",0,S48*HLOOKUP($D48,'2_メイン'!$AC$17:$BB$20,4,FALSE)*$W48)","v":0},{"$f":"IF(T48=\"\",0,T48*HLOOKUP($D48,'2_メイン'!$AC$17:$BB$20,4,FALSE)*$W48)","v":0}]
[null,39,null,null,null,null,"",null,null,null,null,null,null,null,null,null,null,null,null,null,null,{"$f":"IF(U49=\"\",\"\",U49*HLOOKUP(D49,'2_メイン'!$AC$17:$BB$19,3,FALSE)/1000)","v":""},1,null,null,null,null,null,null,"採用値","CO2",{"$f":"AF44+AF47","v":0},{"$f":"AG44+AG47","v":0},0,0,0,0,0,0,0,0,0,0,{"$f":"SUM(AF49:AQ49)","v":0},null,{"$f":"IF(I49=\"\",0,I49*HLOOKUP($D49,'2_メイン'!$AC$17:$BB$19,3,FALSE)/1000*$W49)","v":0},{"$f":"IF(J49=\"\",0,J49*HLOOKUP($D49,'2_メイン'!$AC$17:$BB$19,3,FALSE)/1000*$W49)","v":0},{"$f":"IF(K49=\"\",0,K49*HLOOKUP($D49,'2_メイン'!$AC$17:$BB$19,3,FALSE)/1000*$W49)","v":0},{"$f":"IF(L49=\"\",0,L49*HLOOKUP($D49,'2_メイン'!$AC$17:$BB$19,3,FALSE)/1000*$W49)","v":0},{"$f":"IF(M49=\"\",0,M49*HLOOKUP($D49,'2_メイン'!$AC$17:$BB$19,3,FALSE)/1000*$W49)","v":0},{"$f":"IF(N49=\"\",0,N49*HLOOKUP($D49,'2_メイン'!$AC$17:$BB$19,3,FALSE)/1000*$W49)","v":0},{"$f":"IF(O49=\"\",0,O49*HLOOKUP($D49,'2_メイン'!$AC$17:$BB$19,3,FALSE)/1000*$W49)","v":0},{"$f":"IF(P49=\"\",0,P49*HLOOKUP($D49,'2_メイン'!$AC$17:$BB$19,3,FALSE)/1000*$W49)","v":0},{"$f":"IF(Q49=\"\",0,Q49*HLOOKUP($D49,'2_メイン'!$AC$17:$BB$19,3,FALSE)/1000*$W49)","v":0},{"$f":"IF(R49=\"\",0,R49*HLOOKUP($D49,'2_メイン'!$AC$17:$BB$19,3,FALSE)/1000*$W49)","v":0},{"$f":"IF(S49=\"\",0,S49*HLOOKUP($D49,'2_メイン'!$AC$17:$BB$19,3,FALSE)/1000*$W49)","v":0},{"$f":"IF(T49=\"\",0,T49*HLOOKUP($D49,'2_メイン'!$AC$17:$BB$19,3,FALSE)/1000*$W49)","v":0},null,null,{"$f":"IF(I49=\"\",0,I49*HLOOKUP($D49,'2_メイン'!$AC$17:$BB$20,4,FALSE)*$W49)","v":0},{"$f":"IF(J49=\"\",0,J49*HLOOKUP($D49,'2_メイン'!$AC$17:$BB$20,4,FALSE)*$W49)","v":0},{"$f":"IF(K49=\"\",0,K49*HLOOKUP($D49,'2_メイン'!$AC$17:$BB$20,4,FALSE)*$W49)","v":0},{"$f":"IF(L49=\"\",0,L49*HLOOKUP($D49,'2_メイン'!$AC$17:$BB$20,4,FALSE)*$W49)","v":0},{"$f":"IF(M49=\"\",0,M49*HLOOKUP($D49,'2_メイン'!$AC$17:$BB$20,4,FALSE)*$W49)","v":0},{"$f":"IF(N49=\"\",0,N49*HLOOKUP($D49,'2_メイン'!$AC$17:$BB$20,4,FALSE)*$W49)","v":0},{"$f":"IF(O49=\"\",0,O49*HLOOKUP($D49,'2_メイン'!$AC$17:$BB$20,4,FALSE)*$W49)","v":0},{"$f":"IF(P49=\"\",0,P49*HLOOKUP($D49,'2_メイン'!$AC$17:$BB$20,4,FALSE)*$W49)","v":0},{"$f":"IF(Q49=\"\",0,Q49*HLOOKUP($D49,'2_メイン'!$AC$17:$BB$20,4,FALSE)*$W49)","v":0},{"$f":"IF(R49=\"\",0,R49*HLOOKUP($D49,'2_メイン'!$AC$17:$BB$20,4,FALSE)*$W49)","v":0},{"$f":"IF(S49=\"\",0,S49*HLOOKUP($D49,'2_メイン'!$AC$17:$BB$20,4,FALSE)*$W49)","v":0},{"$f":"IF(T49=\"\",0,T49*HLOOKUP($D49,'2_メイン'!$AC$17:$BB$20,4,FALSE)*$W49)","v":0}]
[null,40,null,null,null,null,"",null,null,null,null,null,null,null,null,null,null,null,null,null,null,{"$f":"IF(U50=\"\",\"\",U50*HLOOKUP(D50,'2_メイン'!$AC$17:$BB$19,3,FALSE)/1000)","v":""},1,null,null,null,null,null,null,null,"MJ",{"$f":"AF45+AF48","v":0},{"$f":"AG45+AG48","v":0},0,0,0,0,0,0,0,0,0,0,{"$f":"SUM(AF50:AQ50)","v":0},null,{"$f":"IF(I50=\"\",0,I50*HLOOKUP($D50,'2_メイン'!$AC$17:$BB$19,3,FALSE)/1000*$W50)","v":0},{"$f":"IF(J50=\"\",0,J50*HLOOKUP($D50,'2_メイン'!$AC$17:$BB$19,3,FALSE)/1000*$W50)","v":0},{"$f":"IF(K50=\"\",0,K50*HLOOKUP($D50,'2_メイン'!$AC$17:$BB$19,3,FALSE)/1000*$W50)","v":0},{"$f":"IF(L50=\"\",0,L50*HLOOKUP($D50,'2_メイン'!$AC$17:$BB$19,3,FALSE)/1000*$W50)","v":0},{"$f":"IF(M50=\"\",0,M50*HLOOKUP($D50,'2_メイン'!$AC$17:$BB$19,3,FALSE)/1000*$W50)","v":0},{"$f":"IF(N50=\"\",0,N50*HLOOKUP($D50,'2_メイン'!$AC$17:$BB$19,3,FALSE)/1000*$W50)","v":0},{"$f":"IF(O50=\"\",0,O50*HLOOKUP($D50,'2_メイン'!$AC$17:$BB$19,3,FALSE)/1000*$W50)","v":0},{"$f":"IF(P50=\"\",0,P50*HLOOKUP($D50,'2_メイン'!$AC$17:$BB$19,3,FALSE)/1000*$W50)","v":0},{"$f":"IF(Q50=\"\",0,Q50*HLOOKUP($D50,'2_メイン'!$AC$17:$BB$19,3,FALSE)/1000*$W50)","v":0},{"$f":"IF(R50=\"\",0,R50*HLOOKUP($D50,'2_メイン'!$AC$17:$BB$19,3,FALSE)/1000*$W50)","v":0},{"$f":"IF(S50=\"\",0,S50*HLOOKUP($D50,'2_メイン'!$AC$17:$BB$19,3,FALSE)/1000*$W50)","v":0},{"$f":"IF(T50=\"\",0,T50*HLOOKUP($D50,'2_メイン'!$AC$17:$BB$19,3,FALSE)/1000*$W50)","v":0},null,null,{"$f":"IF(I50=\"\",0,I50*HLOOKUP($D50,'2_メイン'!$AC$17:$BB$20,4,FALSE)*$W50)","v":0},{"$f":"IF(J50=\"\",0,J50*HLOOKUP($D50,'2_メイン'!$AC$17:$BB$20,4,FALSE)*$W50)","v":0},{"$f":"IF(K50=\"\",0,K50*HLOOKUP($D50,'2_メイン'!$AC$17:$BB$20,4,FALSE)*$W50)","v":0},{"$f":"IF(L50=\"\",0,L50*HLOOKUP($D50,'2_メイン'!$AC$17:$BB$20,4,FALSE)*$W50)","v":0},{"$f":"IF(M50=\"\",0,M50*HLOOKUP($D50,'2_メイン'!$AC$17:$BB$20,4,FALSE)*$W50)","v":0},{"$f":"IF(N50=\"\",0,N50*HLOOKUP($D50,'2_メイン'!$AC$17:$BB$20,4,FALSE)*$W50)","v":0},{"$f":"IF(O50=\"\",0,O50*HLOOKUP($D50,'2_メイン'!$AC$17:$BB$20,4,FALSE)*$W50)","v":0},{"$f":"IF(P50=\"\",0,P50*HLOOKUP($D50,'2_メイン'!$AC$17:$BB$20,4,FALSE)*$W50)","v":0},{"$f":"IF(Q50=\"\",0,Q50*HLOOKUP($D50,'2_メイン'!$AC$17:$BB$20,4,FALSE)*$W50)","v":0},{"$f":"IF(R50=\"\",0,R50*HLOOKUP($D50,'2_メイン'!$AC$17:$BB$20,4,FALSE)*$W50)","v":0},{"$f":"IF(S50=\"\",0,S50*HLOOKUP($D50,'2_メイン'!$AC$17:$BB$20,4,FALSE)*$W50)","v":0},{"$f":"IF(T50=\"\",0,T50*HLOOKUP($D50,'2_メイン'!$AC$17:$BB$20,4,FALSE)*$W50)","v":0}]
[null,41,null,null,null,null,"",null,null,null,null,null,null,null,null,null,null,null,null,null,null,{"$f":"IF(U51=\"\",\"\",U51*HLOOKUP(D51,'2_メイン'!$AC$17:$BB$19,3,FALSE)/1000)","v":""},1,null,null,null,null,null,2019,"補正前","CO2",{"$f":"SUMIF($H11:$H210,$AC51,AT$11:AT$210)","v":0},{"$f":"SUMIF($H11:$H210,$AC51,AU$11:AU$210)","v":0},0,0,0,0,0,0,0,0,0,0,null,null,{"$f":"IF(I51=\"\",0,I51*HLOOKUP($D51,'2_メイン'!$AC$17:$BB$19,3,FALSE)/1000*$W51)","v":0},{"$f":"IF(J51=\"\",0,J51*HLOOKUP($D51,'2_メイン'!$AC$17:$BB$19,3,FALSE)/1000*$W51)","v":0},{"$f":"IF(K51=\"\",0,K51*HLOOKUP($D51,'2_メイン'!$AC$17:$BB$19,3,FALSE)/1000*$W51)","v":0},{"$f":"IF(L51=\"\",0,L51*HLOOKUP($D51,'2_メイン'!$AC$17:$BB$19,3,FALSE)/1000*$W51)","v":0},{"$f":"IF(M51=\"\",0,M51*HLOOKUP($D51,'2_メイン'!$AC$17:$BB$19,3,FALSE)/1000*$W51)","v":0},{"$f":"IF(N51=\"\",0,N51*HLOOKUP($D51,'2_メイン'!$AC$17:$BB$19,3,FALSE)/1000*$W51)","v":0},{"$f":"IF(O51=\"\",0,O51*HLOOKUP($D51,'2_メイン'!$AC$17:$BB$19,3,FALSE)/1000*$W51)","v":0},{"$f":"IF(P51=\"\",0,P51*HLOOKUP($D51,'2_メイン'!$AC$17:$BB$19,3,FALSE)/1000*$W51)","v":0},{"$f":"IF(Q51=\"\",0,Q51*HLOOKUP($D51,'2_メイン'!$AC$17:$BB$19,3,FALSE)/1000*$W51)","v":0},{"$f":"IF(R51=\"\",0,R51*HLOOKUP($D51,'2_メイン'!$AC$17:$BB$19,3,FALSE)/1000*$W51)","v":0},{"$f":"IF(S51=\"\",0,S51*HLOOKUP($D51,'2_メイン'!$AC$17:$BB$19,3,FALSE)/1000*$W51)","v":0},{"$f":"IF(T51=\"\",0,T51*HLOOKUP($D51,'2_メイン'!$AC$17:$BB$19,3,FALSE)/1000*$W51)","v":0},null,null,{"$f":"IF(I51=\"\",0,I51*HLOOKUP($D51,'2_メイン'!$AC$17:$BB$20,4,FALSE)*$W51)","v":0},{"$f":"IF(J51=\"\",0,J51*HLOOKUP($D51,'2_メイン'!$AC$17:$BB$20,4,FALSE)*$W51)","v":0},{"$f":"IF(K51=\"\",0,K51*HLOOKUP($D51,'2_メイン'!$AC$17:$BB$20,4,FALSE)*$W51)","v":0},{"$f":"IF(L51=\"\",0,L51*HLOOKUP($D51,'2_メイン'!$AC$17:$BB$20,4,FALSE)*$W51)","v":0},{"$f":"IF(M51=\"\",0,M51*HLOOKUP($D51,'2_メイン'!$AC$17:$BB$20,4,FALSE)*$W51)","v":0},{"$f":"IF(N51=\"\",0,N51*HLOOKUP($D51,'2_メイン'!$AC$17:$BB$20,4,FALSE)*$W51)","v":0},{"$f":"IF(O51=\"\",0,O51*HLOOKUP($D51,'2_メイン'!$AC$17:$BB$20,4,FALSE)*$W51)","v":0},{"$f":"IF(P51=\"\",0,P51*HLOOKUP($D51,'2_メイン'!$AC$17:$BB$20,4,FALSE)*$W51)","v":0},{"$f":"IF(Q51=\"\",0,Q51*HLOOKUP($D51,'2_メイン'!$AC$17:$BB$20,4,FALSE)*$W51)","v":0},{"$f":"IF(R51=\"\",0,R51*HLOOKUP($D51,'2_メイン'!$AC$17:$BB$20,4,FALSE)*$W51)","v":0},{"$f":"IF(S51=\"\",0,S51*HLOOKUP($D51,'2_メイン'!$AC$17:$BB$20,4,FALSE)*$W51)","v":0},{"$f":"IF(T51=\"\",0,T51*HLOOKUP($D51,'2_メイン'!$AC$17:$BB$20,4,FALSE)*$W51)","v":0}]
[null,42,null,null,null,null,"",null,null,null,null,null,null,null,null,null,null,null,null,null,null,{"$f":"IF(U52=\"\",\"\",U52*HLOOKUP(D52,'2_メイン'!$AC$17:$BB$19,3,FALSE)/1000)","v":""},1,null,null,null,null,null,null,null,"MJ",{"$f":"SUMIF($H11:$H210,$AC51,BH$11:BH$210)","v":0},{"$f":"SUMIF($H11:$H210,$AC51,BI$11:BI$210)","v":0},0,0,0,0,0,0,0,0,0,0,null,null,{"$f":"IF(I52=\"\",0,I52*HLOOKUP($D52,'2_メイン'!$AC$17:$BB$19,3,FALSE)/1000*$W52)","v":0},{"$f":"IF(J52=\"\",0,J52*HLOOKUP($D52,'2_メイン'!$AC$17:$BB$19,3,FALSE)/1000*$W52)","v":0},{"$f":"IF(K52=\"\",0,K52*HLOOKUP($D52,'2_メイン'!$AC$17:$BB$19,3,FALSE)/1000*$W52)","v":0},{"$f":"IF(L52=\"\",0,L52*HLOOKUP($D52,'2_メイン'!$AC$17:$BB$19,3,FALSE)/1000*$W52)","v":0},{"$f":"IF(M52=\"\",0,M52*HLOOKUP($D52,'2_メイン'!$AC$17:$BB$19,3,FALSE)/1000*$W52)","v":0},{"$f":"IF(N52=\"\",0,N52*HLOOKUP($D52,'2_メイン'!$AC$17:$BB$19,3,FALSE)/1000*$W52)","v":0},{"$f":"IF(O52=\"\",0,O52*HLOOKUP($D52,'2_メイン'!$AC$17:$BB$19,3,FALSE)/1000*$W52)","v":0},{"$f":"IF(P52=\"\",0,P52*HLOOKUP($D52,'2_メイン'!$AC$17:$BB$19,3,FALSE)/1000*$W52)","v":0},{"$f":"IF(Q52=\"\",0,Q52*HLOOKUP($D52,'2_メイン'!$AC$17:$BB$19,3,FALSE)/1000*$W52)","v":0},{"$f":"IF(R52=\"\",0,R52*HLOOKUP($D52,'2_メイン'!$AC$17:$BB$19,3,FALSE)/1000*$W52)","v":0},{"$f":"IF(S52=\"\",0,S52*HLOOKUP($D52,'2_メイン'!$AC$17:$BB$19,3,FALSE)/1000*$W52)","v":0},{"$f":"IF(T52=\"\",0,T52*HLOOKUP($D52,'2_メイン'!$AC$17:$BB$19,3,FALSE)/1000*$W52)","v":0},null,null,{"$f":"IF(I52=\"\",0,I52*HLOOKUP($D52,'2_メイン'!$AC$17:$BB$20,4,FALSE)*$W52)","v":0},{"$f":"IF(J52=\"\",0,J52*HLOOKUP($D52,'2_メイン'!$AC$17:$BB$20,4,FALSE)*$W52)","v":0},{"$f":"IF(K52=\"\",0,K52*HLOOKUP($D52,'2_メイン'!$AC$17:$BB$20,4,FALSE)*$W52)","v":0},{"$f":"IF(L52=\"\",0,L52*HLOOKUP($D52,'2_メイン'!$AC$17:$BB$20,4,FALSE)*$W52)","v":0},{"$f":"IF(M52=\"\",0,M52*HLOOKUP($D52,'2_メイン'!$AC$17:$BB$20,4,FALSE)*$W52)","v":0},{"$f":"IF(N52=\"\",0,N52*HLOOKUP($D52,'2_メイン'!$AC$17:$BB$20,4,FALSE)*$W52)","v":0},{"$f":"IF(O52=\"\",0,O52*HLOOKUP($D52,'2_メイン'!$AC$17:$BB$20,4,FALSE)*$W52)","v":0},{"$f":"IF(P52=\"\",0,P52*HLOOKUP($D52,'2_メイン'!$AC$17:$BB$20,4,FALSE)*$W52)","v":0},{"$f":"IF(Q52=\"\",0,Q52*HLOOKUP($D52,'2_メイン'!$AC$17:$BB$20,4,FALSE)*$W52)","v":0},{"$f":"IF(R52=\"\",0,R52*HLOOKUP($D52,'2_メイン'!$AC$17:$BB$20,4,FALSE)*$W52)","v":0},{"$f":"IF(S52=\"\",0,S52*HLOOKUP($D52,'2_メイン'!$AC$17:$BB$20,4,FALSE)*$W52)","v":0},{"$f":"IF(T52=\"\",0,T52*HLOOKUP($D52,'2_メイン'!$AC$17:$BB$20,4,FALSE)*$W52)","v":0}]
[null,43,null,null,null,null,"",null,null,null,null,null,null,null,null,null,null,null,null,null,null,{"$f":"IF(U53=\"\",\"\",U53*HLOOKUP(D53,'2_メイン'!$AC$17:$BB$19,3,FALSE)/1000)","v":""},1,null,null,null,null,null,null,"入居率",null,{"$f":"IF(SUMIF('7_テナント入居率'!$C$14:$C$43,$AC$51,'7_テナント入居率'!D14:D43)=0,0,SUMIF('7_テナント入居率'!$C$14:$C$43,$AC$51,'7_テナント入居率'!D14:D43))","v":0},{"$f":"IF(SUMIF('7_テナント入居率'!$C$14:$C$43,$AC$51,'7_テナント入居率'!E14:E43)=0,0,SUMIF('7_テナント入居率'!$C$14:$C$43,$AC$51,'7_テナント入居率'!E14:E43))","v":0},{"$f":"IF(SUMIF('7_テナント入居率'!$C$14:$C$43,$AC$51,'7_テナント入居率'!F14:F43)=0,0,SUMIF('7_テナント入居率'!$C$14:$C$43,$AC$51,'7_テナント入居率'!F14:F43))","v":0},{"$f":"IF(SUMIF('7_テナント入居率'!$C$14:$C$43,$AC$51,'7_テナント入居率'!G14:G43)=0,0,SUMIF('7_テナント入居率'!$C$14:$C$43,$AC$51,'7_テナント入居率'!G14:G43))","v":0},{"$f":"IF(SUMIF('7_テナント入居率'!$C$14:$C$43,$AC$51,'7_テナント入居率'!H14:H43)=0,0,SUMIF('7_テナント入居率'!$C$14:$C$43,$AC$51,'7_テナント入居率'!H14:H43))","v":0},{"$f":"IF(SUMIF('7_テナント入居率'!$C$14:$C$43,$AC$51,'7_テナント入居率'!I14:I43)=0,0,SUMIF('7_テナント入居率'!$C$14:$C$43,$AC$51,'7_テナント入居率'!I14:I43))","v":0},{"$f":"IF(SUMIF('7_テナント入居率'!$C$14:$C$43,$AC$51,'7_テナント入居率'!J14:J43)=0,0,SUMIF('7_テナント入居率'!$C$14:$C$43,$AC$51,'7_テナント入居率'!J14:J43))","v":0},{"$f":"IF(SUMIF('7_テナント入居率'!$C$14:$C$43,$AC$51,'7_テナント入居率'!K14:K43)=0,0,SUMIF('7_テナント入居率'!$C$14:$C$43,$AC$51,'7_テナント入居率'!K14:K43))","v":0},{"$f":"IF(SUMIF('7_テナント入居率'!$C$14:$C$43,$AC$51,'7_テナント入居率'!L14:L43)=0,0,SUMIF('7_テナント入居率'!$C$14:$C$43,$AC$51,'7_テナント入居率'!L14:L43))","v":0},{"$f":"IF(SUMIF('7_テナント入居率'!$C$14:$C$43,$AC$51,'7_テナント入居率'!M14:M43)=0,0,SUMIF('7_テナント入居率'!$C$14:$C$43,$AC$51,'7_テナント入居率'!M14:M43))","v":0},{"$f":"IF(SUMIF('7_テナント入居率'!$C$14:$C$43,$AC$51,'7_テナント入居率'!N14:N43)=0,0,SUMIF('7_テナント入居率'!$C$14:$C$43,$AC$51,'7_テナント入居率'!N14:N43))","v":0},{"$f":"IF(SUMIF('7_テナント入居率'!$C$14:$C$43,$AC$51,'7_テナント入居率'!O14:O43)=0,0,SUMIF('7_テナント入居率'!$C$14:$C$43,$AC$51,'7_テナント入居率'!O14:O43))","v":0},null,null,{"$f":"IF(I53=\"\",0,I53*HLOOKUP($D53,'2_メイン'!$AC$17:$BB$19,3,FALSE)/1000*$W53)","v":0},{"$f":"IF(J53=\"\",0,J53*HLOOKUP($D53,'2_メイン'!$AC$17:$BB$19,3,FALSE)/1000*$W53)","v":0},{"$f":"IF(K53=\"\",0,K53*HLOOKUP($D53,'2_メイン'!$AC$17:$BB$19,3,FALSE)/1000*$W53)","v":0},{"$f":"IF(L53=\"\",0,L53*HLOOKUP($D53,'2_メイン'!$AC$17:$BB$19,3,FALSE)/1000*$W53)","v":0},{"$f":"IF(M53=\"\",0,M53*HLOOKUP($D53,'2_メイン'!$AC$17:$BB$19,3,FALSE)/1000*$W53)","v":0},{"$f":"IF(N53=\"\",0,N53*HLOOKUP($D53,'2_メイン'!$AC$17:$BB$19,3,FALSE)/1000*$W53)","v":0},{"$f":"IF(O53=\"\",0,O53*HLOOKUP($D53,'2_メイン'!$AC$17:$BB$19,3,FALSE)/1000*$W53)","v":0},{"$f":"IF(P53=\"\",0,P53*HLOOKUP($D53,'2_メイン'!$AC$17:$BB$19,3,FALSE)/1000*$W53)","v":0},{"$f":"IF(Q53=\"\",0,Q53*HLOOKUP($D53,'2_メイン'!$AC$17:$BB$19,3,FALSE)/1000*$W53)","v":0},{"$f":"IF(R53=\"\",0,R53*HLOOKUP($D53,'2_メイン'!$AC$17:$BB$19,3,FALSE)/1000*$W53)","v":0},{"$f":"IF(S53=\"\",0,S53*HLOOKUP($D53,'2_メイン'!$AC$17:$BB$19,3,FALSE)/1000*$W53)","v":0},{"$f":"IF(T53=\"\",0,T53*HLOOKUP($D53,'2_メイン'!$AC$17:$BB$19,3,FALSE)/1000*$W53)","v":0},null,null,{"$f":"IF(I53=\"\",0,I53*HLOOKUP($D53,'2_メイン'!$AC$17:$BB$20,4,FALSE)*$W53)","v":0},{"$f":"IF(J53=\"\",0,J53*HLOOKUP($D53,'2_メイン'!$AC$17:$BB$20,4,FALSE)*$W53)","v":0},{"$f":"IF(K53=\"\",0,K53*HLOOKUP($D53,'2_メイン'!$AC$17:$BB$20,4,FALSE)*$W53)","v":0},{"$f":"IF(L53=\"\",0,L53*HLOOKUP($D53,'2_メイン'!$AC$17:$BB$20,4,FALSE)*$W53)","v":0},{"$f":"IF(M53=\"\",0,M53*HLOOKUP($D53,'2_メイン'!$AC$17:$BB$20,4,FALSE)*$W53)","v":0},{"$f":"IF(N53=\"\",0,N53*HLOOKUP($D53,'2_メイン'!$AC$17:$BB$20,4,FALSE)*$W53)","v":0},{"$f":"IF(O53=\"\",0,O53*HLOOKUP($D53,'2_メイン'!$AC$17:$BB$20,4,FALSE)*$W53)","v":0},{"$f":"IF(P53=\"\",0,P53*HLOOKUP($D53,'2_メイン'!$AC$17:$BB$20,4,FALSE)*$W53)","v":0},{"$f":"IF(Q53=\"\",0,Q53*HLOOKUP($D53,'2_メイン'!$AC$17:$BB$20,4,FALSE)*$W53)","v":0},{"$f":"IF(R53=\"\",0,R53*HLOOKUP($D53,'2_メイン'!$AC$17:$BB$20,4,FALSE)*$W53)","v":0},{"$f":"IF(S53=\"\",0,S53*HLOOKUP($D53,'2_メイン'!$AC$17:$BB$20,4,FALSE)*$W53)","v":0},{"$f":"IF(T53=\"\",0,T53*HLOOKUP($D53,'2_メイン'!$AC$17:$BB$20,4,FALSE)*$W53)","v":0}]
[null,44,null,null,null,null,"",null,null,null,null,null,null,null,null,null,null,null,null,null,null,{"$f":"IF(U54=\"\",\"\",U54*HLOOKUP(D54,'2_メイン'!$AC$17:$BB$19,3,FALSE)/1000)","v":""},1,null,null,null,null,null,null,"補正後","CO2",{"$f":"IFERROR(AF51*$AV$3/AF53+AF51*$AW$3,0)","v":0},{"$f":"IFERROR(AG51*$AV$3/AG53+AG51*$AW$3,0)","v":0},0,0,0,0,0,0,0,0,0,0,{"$f":"SUM(AF54:AQ54)","v":0},null,{"$f":"IF(I54=\"\",0,I54*HLOOKUP($D54,'2_メイン'!$AC$17:$BB$19,3,FALSE)/1000*$W54)","v":0},{"$f":"IF(J54=\"\",0,J54*HLOOKUP($D54,'2_メイン'!$AC$17:$BB$19,3,FALSE)/1000*$W54)","v":0},{"$f":"IF(K54=\"\",0,K54*HLOOKUP($D54,'2_メイン'!$AC$17:$BB$19,3,FALSE)/1000*$W54)","v":0},{"$f":"IF(L54=\"\",0,L54*HLOOKUP($D54,'2_メイン'!$AC$17:$BB$19,3,FALSE)/1000*$W54)","v":0},{"$f":"IF(M54=\"\",0,M54*HLOOKUP($D54,'2_メイン'!$AC$17:$BB$19,3,FALSE)/1000*$W54)","v":0},{"$f":"IF(N54=\"\",0,N54*HLOOKUP($D54,'2_メイン'!$AC$17:$BB$19,3,FALSE)/1000*$W54)","v":0},{"$f":"IF(O54=\"\",0,O54*HLOOKUP($D54,'2_メイン'!$AC$17:$BB$19,3,FALSE)/1000*$W54)","v":0},{"$f":"IF(P54=\"\",0,P54*HLOOKUP($D54,'2_メイン'!$AC$17:$BB$19,3,FALSE)/1000*$W54)","v":0},{"$f":"IF(Q54=\"\",0,Q54*HLOOKUP($D54,'2_メイン'!$AC$17:$BB$19,3,FALSE)/1000*$W54)","v":0},{"$f":"IF(R54=\"\",0,R54*HLOOKUP($D54,'2_メイン'!$AC$17:$BB$19,3,FALSE)/1000*$W54)","v":0},{"$f":"IF(S54=\"\",0,S54*HLOOKUP($D54,'2_メイン'!$AC$17:$BB$19,3,FALSE)/1000*$W54)","v":0},{"$f":"IF(T54=\"\",0,T54*HLOOKUP($D54,'2_メイン'!$AC$17:$BB$19,3,FALSE)/1000*$W54)","v":0},null,null,{"$f":"IF(I54=\"\",0,I54*HLOOKUP($D54,'2_メイン'!$AC$17:$BB$20,4,FALSE)*$W54)","v":0},{"$f":"IF(J54=\"\",0,J54*HLOOKUP($D54,'2_メイン'!$AC$17:$BB$20,4,FALSE)*$W54)","v":0},{"$f":"IF(K54=\"\",0,K54*HLOOKUP($D54,'2_メイン'!$AC$17:$BB$20,4,FALSE)*$W54)","v":0},{"$f":"IF(L54=\"\",0,L54*HLOOKUP($D54,'2_メイン'!$AC$17:$BB$20,4,FALSE)*$W54)","v":0},{"$f":"IF(M54=\"\",0,M54*HLOOKUP($D54,'2_メイン'!$AC$17:$BB$20,4,FALSE)*$W54)","v":0},{"$f":"IF(N54=\"\",0,N54*HLOOKUP($D54,'2_メイン'!$AC$17:$BB$20,4,FALSE)*$W54)","v":0},{"$f":"IF(O54=\"\",0,O54*HLOOKUP($D54,'2_メイン'!$AC$17:$BB$20,4,FALSE)*$W54)","v":0},{"$f":"IF(P54=\"\",0,P54*HLOOKUP($D54,'2_メイン'!$AC$17:$BB$20,4,FALSE)*$W54)","v":0},{"$f":"IF(Q54=\"\",0,Q54*HLOOKUP($D54,'2_メイン'!$AC$17:$BB$20,4,FALSE)*$W54)","v":0},{"$f":"IF(R54=\"\",0,R54*HLOOKUP($D54,'2_メイン'!$AC$17:$BB$20,4,FALSE)*$W54)","v":0},{"$f":"IF(S54=\"\",0,S54*HLOOKUP($D54,'2_メイン'!$AC$17:$BB$20,4,FALSE)*$W54)","v":0},{"$f":"IF(T54=\"\",0,T54*HLOOKUP($D54,'2_メイン'!$AC$17:$BB$20,4,FALSE)*$W54)","v":0}]
[null,45,null,null,null,null,"",null,null,null,null,null,null,null,null,null,null,null,null,null,null,{"$f":"IF(U55=\"\",\"\",U55*HLOOKUP(D55,'2_メイン'!$AC$17:$BB$19,3,FALSE)/1000)","v":""},1,null,null,null,null,null,null,null,"MJ",{"$f":"IFERROR(AF52*$AV$3/AF53+AF52*$AW$3,0)","v":0},{"$f":"IFERROR(AG52*$AV$3/AG53+AG52*$AW$3,0)","v":0},0,0,0,0,0,0,0,0,0,0,{"$f":"SUM(AF55:AQ55)","v":0},null,{"$f":"IF(I55=\"\",0,I55*HLOOKUP($D55,'2_メイン'!$AC$17:$BB$19,3,FALSE)/1000*$W55)","v":0},{"$f":"IF(J55=\"\",0,J55*HLOOKUP($D55,'2_メイン'!$AC$17:$BB$19,3,FALSE)/1000*$W55)","v":0},{"$f":"IF(K55=\"\",0,K55*HLOOKUP($D55,'2_メイン'!$AC$17:$BB$19,3,FALSE)/1000*$W55)","v":0},{"$f":"IF(L55=\"\",0,L55*HLOOKUP($D55,'2_メイン'!$AC$17:$BB$19,3,FALSE)/1000*$W55)","v":0},{"$f":"IF(M55=\"\",0,M55*HLOOKUP($D55,'2_メイン'!$AC$17:$BB$19,3,FALSE)/1000*$W55)","v":0},{"$f":"IF(N55=\"\",0,N55*HLOOKUP($D55,'2_メイン'!$AC$17:$BB$19,3,FALSE)/1000*$W55)","v":0},{"$f":"IF(O55=\"\",0,O55*HLOOKUP($D55,'2_メイン'!$AC$17:$BB$19,3,FALSE)/1000*$W55)","v":0},{"$f":"IF(P55=\"\",0,P55*HLOOKUP($D55,'2_メイン'!$AC$17:$BB$19,3,FALSE)/1000*$W55)","v":0},{"$f":"IF(Q55=\"\",0,Q55*HLOOKUP($D55,'2_メイン'!$AC$17:$BB$19,3,FALSE)/1000*$W55)","v":0},{"$f":"IF(R55=\"\",0,R55*HLOOKUP($D55,'2_メイン'!$AC$17:$BB$19,3,FALSE)/1000*$W55)","v":0},{"$f":"IF(S55=\"\",0,S55*HLOOKUP($D55,'2_メイン'!$AC$17:$BB$19,3,FALSE)/1000*$W55)","v":0},{"$f":"IF(T55=\"\",0,T55*HLOOKUP($D55,'2_メイン'!$AC$17:$BB$19,3,FALSE)/1000*$W55)","v":0},null,null,{"$f":"IF(I55=\"\",0,I55*HLOOKUP($D55,'2_メイン'!$AC$17:$BB$20,4,FALSE)*$W55)","v":0},{"$f":"IF(J55=\"\",0,J55*HLOOKUP($D55,'2_メイン'!$AC$17:$BB$20,4,FALSE)*$W55)","v":0},{"$f":"IF(K55=\"\",0,K55*HLOOKUP($D55,'2_メイン'!$AC$17:$BB$20,4,FALSE)*$W55)","v":0},{"$f":"IF(L55=\"\",0,L55*HLOOKUP($D55,'2_メイン'!$AC$17:$BB$20,4,FALSE)*$W55)","v":0},{"$f":"IF(M55=\"\",0,M55*HLOOKUP($D55,'2_メイン'!$AC$17:$BB$20,4,FALSE)*$W55)","v":0},{"$f":"IF(N55=\"\",0,N55*HLOOKUP($D55,'2_メイン'!$AC$17:$BB$20,4,FALSE)*$W55)","v":0},{"$f":"IF(O55=\"\",0,O55*HLOOKUP($D55,'2_メイン'!$AC$17:$BB$20,4,FALSE)*$W55)","v":0},{"$f":"IF(P55=\"\",0,P55*HLOOKUP($D55,'2_メイン'!$AC$17:$BB$20,4,FALSE)*$W55)","v":0},{"$f":"IF(Q55=\"\",0,Q55*HLOOKUP($D55,'2_メイン'!$AC$17:$BB$20,4,FALSE)*$W55)","v":0},{"$f":"IF(R55=\"\",0,R55*HLOOKUP($D55,'2_メイン'!$AC$17:$BB$20,4,FALSE)*$W55)","v":0},{"$f":"IF(S55=\"\",0,S55*HLOOKUP($D55,'2_メイン'!$AC$17:$BB$20,4,FALSE)*$W55)","v":0},{"$f":"IF(T55=\"\",0,T55*HLOOKUP($D55,'2_メイン'!$AC$17:$BB$20,4,FALSE)*$W55)","v":0}]
[null,46,null,null,null,null,"",null,null,null,null,null,null,null,null,null,null,null,null,null,null,{"$f":"IF(U56=\"\",\"\",U56*HLOOKUP(D56,'2_メイン'!$AC$17:$BB$19,3,FALSE)/1000)","v":""},1,null,null,null,null,null,null,"エネルギー月別割合",null,{"$f":"IF(AF53>0,AI$3,0)","v":0},{"$f":"IF(AG53>0,AJ$3,0)","v":0},0,0,0,0,0,0,0,0,0,0,{"$f":"SUM(AF56:AQ56)","v":0},null,{"$f":"IF(I56=\"\",0,I56*HLOOKUP($D56,'2_メイン'!$AC$17:$BB$19,3,FALSE)/1000*$W56)","v":0},{"$f":"IF(J56=\"\",0,J56*HLOOKUP($D56,'2_メイン'!$AC$17:$BB$19,3,FALSE)/1000*$W56)","v":0},{"$f":"IF(K56=\"\",0,K56*HLOOKUP($D56,'2_メイン'!$AC$17:$BB$19,3,FALSE)/1000*$W56)","v":0},{"$f":"IF(L56=\"\",0,L56*HLOOKUP($D56,'2_メイン'!$AC$17:$BB$19,3,FALSE)/1000*$W56)","v":0},{"$f":"IF(M56=\"\",0,M56*HLOOKUP($D56,'2_メイン'!$AC$17:$BB$19,3,FALSE)/1000*$W56)","v":0},{"$f":"IF(N56=\"\",0,N56*HLOOKUP($D56,'2_メイン'!$AC$17:$BB$19,3,FALSE)/1000*$W56)","v":0},{"$f":"IF(O56=\"\",0,O56*HLOOKUP($D56,'2_メイン'!$AC$17:$BB$19,3,FALSE)/1000*$W56)","v":0},{"$f":"IF(P56=\"\",0,P56*HLOOKUP($D56,'2_メイン'!$AC$17:$BB$19,3,FALSE)/1000*$W56)","v":0},{"$f":"IF(Q56=\"\",0,Q56*HLOOKUP($D56,'2_メイン'!$AC$17:$BB$19,3,FALSE)/1000*$W56)","v":0},{"$f":"IF(R56=\"\",0,R56*HLOOKUP($D56,'2_メイン'!$AC$17:$BB$19,3,FALSE)/1000*$W56)","v":0},{"$f":"IF(S56=\"\",0,S56*HLOOKUP($D56,'2_メイン'!$AC$17:$BB$19,3,FALSE)/1000*$W56)","v":0},{"$f":"IF(T56=\"\",0,T56*HLOOKUP($D56,'2_メイン'!$AC$17:$BB$19,3,FALSE)/1000*$W56)","v":0},null,null,{"$f":"IF(I56=\"\",0,I56*HLOOKUP($D56,'2_メイン'!$AC$17:$BB$20,4,FALSE)*$W56)","v":0},{"$f":"IF(J56=\"\",0,J56*HLOOKUP($D56,'2_メイン'!$AC$17:$BB$20,4,FALSE)*$W56)","v":0},{"$f":"IF(K56=\"\",0,K56*HLOOKUP($D56,'2_メイン'!$AC$17:$BB$20,4,FALSE)*$W56)","v":0},{"$f":"IF(L56=\"\",0,L56*HLOOKUP($D56,'2_メイン'!$AC$17:$BB$20,4,FALSE)*$W56)","v":0},{"$f":"IF(M56=\"\",0,M56*HLOOKUP($D56,'2_メイン'!$AC$17:$BB$20,4,FALSE)*$W56)","v":0},{"$f":"IF(N56=\"\",0,N56*HLOOKUP($D56,'2_メイン'!$AC$17:$BB$20,4,FALSE)*$W56)","v":0},{"$f":"IF(O56=\"\",0,O56*HLOOKUP($D56,'2_メイン'!$AC$17:$BB$20,4,FALSE)*$W56)","v":0},{"$f":"IF(P56=\"\",0,P56*HLOOKUP($D56,'2_メイン'!$AC$17:$BB$20,4,FALSE)*$W56)","v":0},{"$f":"IF(Q56=\"\",0,Q56*HLOOKUP($D56,'2_メイン'!$AC$17:$BB$20,4,FALSE)*$W56)","v":0},{"$f":"IF(R56=\"\",0,R56*HLOOKUP($D56,'2_メイン'!$AC$17:$BB$20,4,FALSE)*$W56)","v":0},{"$f":"IF(S56=\"\",0,S56*HLOOKUP($D56,'2_メイン'!$AC$17:$BB$20,4,FALSE)*$W56)","v":0},{"$f":"IF(T56=\"\",0,T56*HLOOKUP($D56,'2_メイン'!$AC$17:$BB$20,4,FALSE)*$W56)","v":0}]
[null,47,null,null,null,null,"",null,null,null,null,null,null,null,null,null,null,null,null,null,null,{"$f":"IF(U57=\"\",\"\",U57*HLOOKUP(D57,'2_メイン'!$AC$17:$BB$19,3,FALSE)/1000)","v":""},1,null,null,null,null,null,null,"入居率0の場合の補正値","CO2",{"$f":"IFERROR(IF(AF56>0,0,$AR$54/$AR$56*AI3),0)","v":0},{"$f":"IFERROR(IF(AG56>0,0,$AR$54/$AR$56*AJ3),0)","v":0},0,0,0,0,0,0,0,0,0,0,null,null,{"$f":"IF(I57=\"\",0,I57*HLOOKUP($D57,'2_メイン'!$AC$17:$BB$19,3,FALSE)/1000*$W57)","v":0},{"$f":"IF(J57=\"\",0,J57*HLOOKUP($D57,'2_メイン'!$AC$17:$BB$19,3,FALSE)/1000*$W57)","v":0},{"$f":"IF(K57=\"\",0,K57*HLOOKUP($D57,'2_メイン'!$AC$17:$BB$19,3,FALSE)/1000*$W57)","v":0},{"$f":"IF(L57=\"\",0,L57*HLOOKUP($D57,'2_メイン'!$AC$17:$BB$19,3,FALSE)/1000*$W57)","v":0},{"$f":"IF(M57=\"\",0,M57*HLOOKUP($D57,'2_メイン'!$AC$17:$BB$19,3,FALSE)/1000*$W57)","v":0},{"$f":"IF(N57=\"\",0,N57*HLOOKUP($D57,'2_メイン'!$AC$17:$BB$19,3,FALSE)/1000*$W57)","v":0},{"$f":"IF(O57=\"\",0,O57*HLOOKUP($D57,'2_メイン'!$AC$17:$BB$19,3,FALSE)/1000*$W57)","v":0},{"$f":"IF(P57=\"\",0,P57*HLOOKUP($D57,'2_メイン'!$AC$17:$BB$19,3,FALSE)/1000*$W57)","v":0},{"$f":"IF(Q57=\"\",0,Q57*HLOOKUP($D57,'2_メイン'!$AC$17:$BB$19,3,FALSE)/1000*$W57)","v":0},{"$f":"IF(R57=\"\",0,R57*HLOOKUP($D57,'2_メイン'!$AC$17:$BB$19,3,FALSE)/1000*$W57)","v":0},{"$f":"IF(S57=\"\",0,S57*HLOOKUP($D57,'2_メイン'!$AC$17:$BB$19,3,FALSE)/1000*$W57)","v":0},{"$f":"IF(T57=\"\",0,T57*HLOOKUP($D57,'2_メイン'!$AC$17:$BB$19,3,FALSE)/1000*$W57)","v":0},null,null,{"$f":"IF(I57=\"\",0,I57*HLOOKUP($D57,'2_メイン'!$AC$17:$BB$20,4,FALSE)*$W57)","v":0},{"$f":"IF(J57=\"\",0,J57*HLOOKUP($D57,'2_メイン'!$AC$17:$BB$20,4,FALSE)*$W57)","v":0},{"$f":"IF(K57=\"\",0,K57*HLOOKUP($D57,'2_メイン'!$AC$17:$BB$20,4,FALSE)*$W57)","v":0},{"$f":"IF(L57=\"\",0,L57*HLOOKUP($D57,'2_メイン'!$AC$17:$BB$20,4,FALSE)*$W57)","v":0},{"$f":"IF(M57=\"\",0,M57*HLOOKUP($D57,'2_メイン'!$AC$17:$BB$20,4,FALSE)*$W57)","v":0},{"$f":"IF(N57=\"\",0,N57*HLOOKUP($D57,'2_メイン'!$AC$17:$BB$20,4,FALSE)*$W57)","v":0},{"$f":"IF(O57=\"\",0,O57*HLOOKUP($D57,'2_メイン'!$AC$17:$BB$20,4,FALSE)*$W57)","v":0},{"$f":"IF(P57=\"\",0,P57*HLOOKUP($D57,'2_メイン'!$AC$17:$BB$20,4,FALSE)*$W57)","v":0},{"$f":"IF(Q57=\"\",0,Q57*HLOOKUP($D57,'2_メイン'!$AC$17:$BB$20,4,FALSE)*$W57)","v":0},{"$f":"IF(R57=\"\",0,R57*HLOOKUP($D57,'2_メイン'!$AC$17:$BB$20,4,FALSE)*$W57)","v":0},{"$f":"IF(S57=\"\",0,S57*HLOOKUP($D57,'2_メイン'!$AC$17:$BB$20,4,FALSE)*$W57)","v":0},{"$f":"IF(T57=\"\",0,T57*HLOOKUP($D57,'2_メイン'!$AC$17:$BB$20,4,FALSE)*$W57)","v":0}]
[null,48,null,null,null,null,"",null,null,null,null,null,null,null,null,null,null,null,null,null,null,{"$f":"IF(U58=\"\",\"\",U58*HLOOKUP(D58,'2_メイン'!$AC$17:$BB$19,3,FALSE)/1000)","v":""},1,null,null,null,null,null,null,null,"MJ",{"$f":"IFERROR(IF(AF56>0,0,$AR$55/$AR$56*AI3),0)","v":0},{"$f":"IFERROR(IF(AG56>0,0,$AR$55/$AR$56*AJ3),0)","v":0},0,0,0,0,0,0,0,0,0,0,null,null,{"$f":"IF(I58=\"\",0,I58*HLOOKUP($D58,'2_メイン'!$AC$17:$BB$19,3,FALSE)/1000*$W58)","v":0},{"$f":"IF(J58=\"\",0,J58*HLOOKUP($D58,'2_メイン'!$AC$17:$BB$19,3,FALSE)/1000*$W58)","v":0},{"$f":"IF(K58=\"\",0,K58*HLOOKUP($D58,'2_メイン'!$AC$17:$BB$19,3,FALSE)/1000*$W58)","v":0},{"$f":"IF(L58=\"\",0,L58*HLOOKUP($D58,'2_メイン'!$AC$17:$BB$19,3,FALSE)/1000*$W58)","v":0},{"$f":"IF(M58=\"\",0,M58*HLOOKUP($D58,'2_メイン'!$AC$17:$BB$19,3,FALSE)/1000*$W58)","v":0},{"$f":"IF(N58=\"\",0,N58*HLOOKUP($D58,'2_メイン'!$AC$17:$BB$19,3,FALSE)/1000*$W58)","v":0},{"$f":"IF(O58=\"\",0,O58*HLOOKUP($D58,'2_メイン'!$AC$17:$BB$19,3,FALSE)/1000*$W58)","v":0},{"$f":"IF(P58=\"\",0,P58*HLOOKUP($D58,'2_メイン'!$AC$17:$BB$19,3,FALSE)/1000*$W58)","v":0},{"$f":"IF(Q58=\"\",0,Q58*HLOOKUP($D58,'2_メイン'!$AC$17:$BB$19,3,FALSE)/1000*$W58)","v":0},{"$f":"IF(R58=\"\",0,R58*HLOOKUP($D58,'2_メイン'!$AC$17:$BB$19,3,FALSE)/1000*$W58)","v":0},{"$f":"IF(S58=\"\",0,S58*HLOOKUP($D58,'2_メイン'!$AC$17:$BB$19,3,FALSE)/1000*$W58)","v":0},{"$f":"IF(T58=\"\",0,T58*HLOOKUP($D58,'2_メイン'!$AC$17:$BB$19,3,FALSE)/1000*$W58)","v":0},null,null,{"$f":"IF(I58=\"\",0,I58*HLOOKUP($D58,'2_メイン'!$AC$17:$BB$20,4,FALSE)*$W58)","v":0},{"$f":"IF(J58=\"\",0,J58*HLOOKUP($D58,'2_メイン'!$AC$17:$BB$20,4,FALSE)*$W58)","v":0},{"$f":"IF(K58=\"\",0,K58*HLOOKUP($D58,'2_メイン'!$AC$17:$BB$20,4,FALSE)*$W58)","v":0},{"$f":"IF(L58=\"\",0,L58*HLOOKUP($D58,'2_メイン'!$AC$17:$BB$20,4,FALSE)*$W58)","v":0},{"$f":"IF(M58=\"\",0,M58*HLOOKUP($D58,'2_メイン'!$AC$17:$BB$20,4,FALSE)*$W58)","v":0},{"$f":"IF(N58=\"\",0,N58*HLOOKUP($D58,'2_メイン'!$AC$17:$BB$20,4,FALSE)*$W58)","v":0},{"$f":"IF(O58=\"\",0,O58*HLOOKUP($D58,'2_メイン'!$AC$17:$BB$20,4,FALSE)*$W58)","v":0},{"$f":"IF(P58=\"\",0,P58*HLOOKUP($D58,'2_メイン'!$AC$17:$BB$20,4,FALSE)*$W58)","v":0},{"$f":"IF(Q58=\"\",0,Q58*HLOOKUP($D58,'2_メイン'!$AC$17:$BB$20,4,FALSE)*$W58)","v":0},{"$f":"IF(R58=\"\",0,R58*HLOOKUP($D58,'2_メイン'!$AC$17:$BB$20,4,FALSE)*$W58)","v":0},{"$f":"IF(S58=\"\",0,S58*HLOOKUP($D58,'2_メイン'!$AC$17:$BB$20,4,FALSE)*$W58)","v":0},{"$f":"IF(T58=\"\",0,T58*HLOOKUP($D58,'2_メイン'!$AC$17:$BB$20,4,FALSE)*$W58)","v":0}]
[null,49,null,null,null,null,"",null,null,null,null,null,null,null,null,null,null,null,null,null,null,{"$f":"IF(U59=\"\",\"\",U59*HLOOKUP(D59,'2_メイン'!$AC$17:$BB$19,3,FALSE)/1000)","v":""},1,null,null,null,null,null,null,"採用値","CO2",{"$f":"AF54+AF57","v":0},{"$f":"AG54+AG57","v":0},0,0,0,0,0,0,0,0,0,0,{"$f":"SUM(AF59:AQ59)","v":0},null,{"$f":"IF(I59=\"\",0,I59*HLOOKUP($D59,'2_メイン'!$AC$17:$BB$19,3,FALSE)/1000*$W59)","v":0},{"$f":"IF(J59=\"\",0,J59*HLOOKUP($D59,'2_メイン'!$AC$17:$BB$19,3,FALSE)/1000*$W59)","v":0},{"$f":"IF(K59=\"\",0,K59*HLOOKUP($D59,'2_メイン'!$AC$17:$BB$19,3,FALSE)/1000*$W59)","v":0},{"$f":"IF(L59=\"\",0,L59*HLOOKUP($D59,'2_メイン'!$AC$17:$BB$19,3,FALSE)/1000*$W59)","v":0},{"$f":"IF(M59=\"\",0,M59*HLOOKUP($D59,'2_メイン'!$AC$17:$BB$19,3,FALSE)/1000*$W59)","v":0},{"$f":"IF(N59=\"\",0,N59*HLOOKUP($D59,'2_メイン'!$AC$17:$BB$19,3,FALSE)/1000*$W59)","v":0},{"$f":"IF(O59=\"\",0,O59*HLOOKUP($D59,'2_メイン'!$AC$17:$BB$19,3,FALSE)/1000*$W59)","v":0},{"$f":"IF(P59=\"\",0,P59*HLOOKUP($D59,'2_メイン'!$AC$17:$BB$19,3,FALSE)/1000*$W59)","v":0},{"$f":"IF(Q59=\"\",0,Q59*HLOOKUP($D59,'2_メイン'!$AC$17:$BB$19,3,FALSE)/1000*$W59)","v":0},{"$f":"IF(R59=\"\",0,R59*HLOOKUP($D59,'2_メイン'!$AC$17:$BB$19,3,FALSE)/1000*$W59)","v":0},{"$f":"IF(S59=\"\",0,S59*HLOOKUP($D59,'2_メイン'!$AC$17:$BB$19,3,FALSE)/1000*$W59)","v":0},{"$f":"IF(T59=\"\",0,T59*HLOOKUP($D59,'2_メイン'!$AC$17:$BB$19,3,FALSE)/1000*$W59)","v":0},null,null,{"$f":"IF(I59=\"\",0,I59*HLOOKUP($D59,'2_メイン'!$AC$17:$BB$20,4,FALSE)*$W59)","v":0},{"$f":"IF(J59=\"\",0,J59*HLOOKUP($D59,'2_メイン'!$AC$17:$BB$20,4,FALSE)*$W59)","v":0},{"$f":"IF(K59=\"\",0,K59*HLOOKUP($D59,'2_メイン'!$AC$17:$BB$20,4,FALSE)*$W59)","v":0},{"$f":"IF(L59=\"\",0,L59*HLOOKUP($D59,'2_メイン'!$AC$17:$BB$20,4,FALSE)*$W59)","v":0},{"$f":"IF(M59=\"\",0,M59*HLOOKUP($D59,'2_メイン'!$AC$17:$BB$20,4,FALSE)*$W59)","v":0},{"$f":"IF(N59=\"\",0,N59*HLOOKUP($D59,'2_メイン'!$AC$17:$BB$20,4,FALSE)*$W59)","v":0},{"$f":"IF(O59=\"\",0,O59*HLOOKUP($D59,'2_メイン'!$AC$17:$BB$20,4,FALSE)*$W59)","v":0},{"$f":"IF(P59=\"\",0,P59*HLOOKUP($D59,'2_メイン'!$AC$17:$BB$20,4,FALSE)*$W59)","v":0},{"$f":"IF(Q59=\"\",0,Q59*HLOOKUP($D59,'2_メイン'!$AC$17:$BB$20,4,FALSE)*$W59)","v":0},{"$f":"IF(R59=\"\",0,R59*HLOOKUP($D59,'2_メイン'!$AC$17:$BB$20,4,FALSE)*$W59)","v":0},{"$f":"IF(S59=\"\",0,S59*HLOOKUP($D59,'2_メイン'!$AC$17:$BB$20,4,FALSE)*$W59)","v":0},{"$f":"IF(T59=\"\",0,T59*HLOOKUP($D59,'2_メイン'!$AC$17:$BB$20,4,FALSE)*$W59)","v":0}]
[null,50,null,null,null,null,"",null,null,null,null,null,null,null,null,null,null,null,null,null,null,{"$f":"IF(U60=\"\",\"\",U60*HLOOKUP(D60,'2_メイン'!$AC$17:$BB$19,3,FALSE)/1000)","v":""},1,null,null,null,null,null,null,null,"MJ",{"$f":"AF55+AF58","v":0},{"$f":"AG55+AG58","v":0},0,0,0,0,0,0,0,0,0,0,{"$f":"SUM(AF60:AQ60)","v":0},null,{"$f":"IF(I60=\"\",0,I60*HLOOKUP($D60,'2_メイン'!$AC$17:$BB$19,3,FALSE)/1000*$W60)","v":0},{"$f":"IF(J60=\"\",0,J60*HLOOKUP($D60,'2_メイン'!$AC$17:$BB$19,3,FALSE)/1000*$W60)","v":0},{"$f":"IF(K60=\"\",0,K60*HLOOKUP($D60,'2_メイン'!$AC$17:$BB$19,3,FALSE)/1000*$W60)","v":0},{"$f":"IF(L60=\"\",0,L60*HLOOKUP($D60,'2_メイン'!$AC$17:$BB$19,3,FALSE)/1000*$W60)","v":0},{"$f":"IF(M60=\"\",0,M60*HLOOKUP($D60,'2_メイン'!$AC$17:$BB$19,3,FALSE)/1000*$W60)","v":0},{"$f":"IF(N60=\"\",0,N60*HLOOKUP($D60,'2_メイン'!$AC$17:$BB$19,3,FALSE)/1000*$W60)","v":0},{"$f":"IF(O60=\"\",0,O60*HLOOKUP($D60,'2_メイン'!$AC$17:$BB$19,3,FALSE)/1000*$W60)","v":0},{"$f":"IF(P60=\"\",0,P60*HLOOKUP($D60,'2_メイン'!$AC$17:$BB$19,3,FALSE)/1000*$W60)","v":0},{"$f":"IF(Q60=\"\",0,Q60*HLOOKUP($D60,'2_メイン'!$AC$17:$BB$19,3,FALSE)/1000*$W60)","v":0},{"$f":"IF(R60=\"\",0,R60*HLOOKUP($D60,'2_メイン'!$AC$17:$BB$19,3,FALSE)/1000*$W60)","v":0},{"$f":"IF(S60=\"\",0,S60*HLOOKUP($D60,'2_メイン'!$AC$17:$BB$19,3,FALSE)/1000*$W60)","v":0},{"$f":"IF(T60=\"\",0,T60*HLOOKUP($D60,'2_メイン'!$AC$17:$BB$19,3,FALSE)/1000*$W60)","v":0},null,null,{"$f":"IF(I60=\"\",0,I60*HLOOKUP($D60,'2_メイン'!$AC$17:$BB$20,4,FALSE)*$W60)","v":0},{"$f":"IF(J60=\"\",0,J60*HLOOKUP($D60,'2_メイン'!$AC$17:$BB$20,4,FALSE)*$W60)","v":0},{"$f":"IF(K60=\"\",0,K60*HLOOKUP($D60,'2_メイン'!$AC$17:$BB$20,4,FALSE)*$W60)","v":0},{"$f":"IF(L60=\"\",0,L60*HLOOKUP($D60,'2_メイン'!$AC$17:$BB$20,4,FALSE)*$W60)","v":0},{"$f":"IF(M60=\"\",0,M60*HLOOKUP($D60,'2_メイン'!$AC$17:$BB$20,4,FALSE)*$W60)","v":0},{"$f":"IF(N60=\"\",0,N60*HLOOKUP($D60,'2_メイン'!$AC$17:$BB$20,4,FALSE)*$W60)","v":0},{"$f":"IF(O60=\"\",0,O60*HLOOKUP($D60,'2_メイン'!$AC$17:$BB$20,4,FALSE)*$W60)","v":0},{"$f":"IF(P60=\"\",0,P60*HLOOKUP($D60,'2_メイン'!$AC$17:$BB$20,4,FALSE)*$W60)","v":0},{"$f":"IF(Q60=\"\",0,Q60*HLOOKUP($D60,'2_メイン'!$AC$17:$BB$20,4,FALSE)*$W60)","v":0},{"$f":"IF(R60=\"\",0,R60*HLOOKUP($D60,'2_メイン'!$AC$17:$BB$20,4,FALSE)*$W60)","v":0},{"$f":"IF(S60=\"\",0,S60*HLOOKUP($D60,'2_メイン'!$AC$17:$BB$20,4,FALSE)*$W60)","v":0},{"$f":"IF(T60=\"\",0,T60*HLOOKUP($D60,'2_メイン'!$AC$17:$BB$20,4,FALSE)*$W60)","v":0}]
[null,51,null,null,null,null,"",null,null,null,null,null,null,null,null,null,null,null,null,null,null,{"$f":"IF(U61=\"\",\"\",U61*HLOOKUP(D61,'2_メイン'!$AC$17:$BB$19,3,FALSE)/1000)","v":""},1,null,null,null,null,null,2020,"補正前","CO2",{"$f":"SUMIF($H11:$H210,$AC61,AT$11:AT$210)","v":0},{"$f":"SUMIF($H11:$H210,$AC61,AU$11:AU$210)","v":0},0,0,0,0,0,0,0,0,0,0,null,null,{"$f":"IF(I61=\"\",0,I61*HLOOKUP($D61,'2_メイン'!$AC$17:$BB$19,3,FALSE)/1000*$W61)","v":0},{"$f":"IF(J61=\"\",0,J61*HLOOKUP($D61,'2_メイン'!$AC$17:$BB$19,3,FALSE)/1000*$W61)","v":0},{"$f":"IF(K61=\"\",0,K61*HLOOKUP($D61,'2_メイン'!$AC$17:$BB$19,3,FALSE)/1000*$W61)","v":0},{"$f":"IF(L61=\"\",0,L61*HLOOKUP($D61,'2_メイン'!$AC$17:$BB$19,3,FALSE)/1000*$W61)","v":0},{"$f":"IF(M61=\"\",0,M61*HLOOKUP($D61,'2_メイン'!$AC$17:$BB$19,3,FALSE)/1000*$W61)","v":0},{"$f":"IF(N61=\"\",0,N61*HLOOKUP($D61,'2_メイン'!$AC$17:$BB$19,3,FALSE)/1000*$W61)","v":0},{"$f":"IF(O61=\"\",0,O61*HLOOKUP($D61,'2_メイン'!$AC$17:$BB$19,3,FALSE)/1000*$W61)","v":0},{"$f":"IF(P61=\"\",0,P61*HLOOKUP($D61,'2_メイン'!$AC$17:$BB$19,3,FALSE)/1000*$W61)","v":0},{"$f":"IF(Q61=\"\",0,Q61*HLOOKUP($D61,'2_メイン'!$AC$17:$BB$19,3,FALSE)/1000*$W61)","v":0},{"$f":"IF(R61=\"\",0,R61*HLOOKUP($D61,'2_メイン'!$AC$17:$BB$19,3,FALSE)/1000*$W61)","v":0},{"$f":"IF(S61=\"\",0,S61*HLOOKUP($D61,'2_メイン'!$AC$17:$BB$19,3,FALSE)/1000*$W61)","v":0},{"$f":"IF(T61=\"\",0,T61*HLOOKUP($D61,'2_メイン'!$AC$17:$BB$19,3,FALSE)/1000*$W61)","v":0},null,null,{"$f":"IF(I61=\"\",0,I61*HLOOKUP($D61,'2_メイン'!$AC$17:$BB$20,4,FALSE)*$W61)","v":0},{"$f":"IF(J61=\"\",0,J61*HLOOKUP($D61,'2_メイン'!$AC$17:$BB$20,4,FALSE)*$W61)","v":0},{"$f":"IF(K61=\"\",0,K61*HLOOKUP($D61,'2_メイン'!$AC$17:$BB$20,4,FALSE)*$W61)","v":0},{"$f":"IF(L61=\"\",0,L61*HLOOKUP($D61,'2_メイン'!$AC$17:$BB$20,4,FALSE)*$W61)","v":0},{"$f":"IF(M61=\"\",0,M61*HLOOKUP($D61,'2_メイン'!$AC$17:$BB$20,4,FALSE)*$W61)","v":0},{"$f":"IF(N61=\"\",0,N61*HLOOKUP($D61,'2_メイン'!$AC$17:$BB$20,4,FALSE)*$W61)","v":0},{"$f":"IF(O61=\"\",0,O61*HLOOKUP($D61,'2_メイン'!$AC$17:$BB$20,4,FALSE)*$W61)","v":0},{"$f":"IF(P61=\"\",0,P61*HLOOKUP($D61,'2_メイン'!$AC$17:$BB$20,4,FALSE)*$W61)","v":0},{"$f":"IF(Q61=\"\",0,Q61*HLOOKUP($D61,'2_メイン'!$AC$17:$BB$20,4,FALSE)*$W61)","v":0},{"$f":"IF(R61=\"\",0,R61*HLOOKUP($D61,'2_メイン'!$AC$17:$BB$20,4,FALSE)*$W61)","v":0},{"$f":"IF(S61=\"\",0,S61*HLOOKUP($D61,'2_メイン'!$AC$17:$BB$20,4,FALSE)*$W61)","v":0},{"$f":"IF(T61=\"\",0,T61*HLOOKUP($D61,'2_メイン'!$AC$17:$BB$20,4,FALSE)*$W61)","v":0}]
[null,52,null,null,null,null,"",null,null,null,null,null,null,null,null,null,null,null,null,null,null,{"$f":"IF(U62=\"\",\"\",U62*HLOOKUP(D62,'2_メイン'!$AC$17:$BB$19,3,FALSE)/1000)","v":""},1,null,null,null,null,null,null,null,"MJ",{"$f":"SUMIF($H11:$H210,$AC61,BH$11:BH$210)","v":0},{"$f":"SUMIF($H11:$H210,$AC61,BI$11:BI$210)","v":0},0,0,0,0,0,0,0,0,0,0,null,null,{"$f":"IF(I62=\"\",0,I62*HLOOKUP($D62,'2_メイン'!$AC$17:$BB$19,3,FALSE)/1000*$W62)","v":0},{"$f":"IF(J62=\"\",0,J62*HLOOKUP($D62,'2_メイン'!$AC$17:$BB$19,3,FALSE)/1000*$W62)","v":0},{"$f":"IF(K62=\"\",0,K62*HLOOKUP($D62,'2_メイン'!$AC$17:$BB$19,3,FALSE)/1000*$W62)","v":0},{"$f":"IF(L62=\"\",0,L62*HLOOKUP($D62,'2_メイン'!$AC$17:$BB$19,3,FALSE)/1000*$W62)","v":0},{"$f":"IF(M62=\"\",0,M62*HLOOKUP($D62,'2_メイン'!$AC$17:$BB$19,3,FALSE)/1000*$W62)","v":0},{"$f":"IF(N62=\"\",0,N62*HLOOKUP($D62,'2_メイン'!$AC$17:$BB$19,3,FALSE)/1000*$W62)","v":0},{"$f":"IF(O62=\"\",0,O62*HLOOKUP($D62,'2_メイン'!$AC$17:$BB$19,3,FALSE)/1000*$W62)","v":0},{"$f":"IF(P62=\"\",0,P62*HLOOKUP($D62,'2_メイン'!$AC$17:$BB$19,3,FALSE)/1000*$W62)","v":0},{"$f":"IF(Q62=\"\",0,Q62*HLOOKUP($D62,'2_メイン'!$AC$17:$BB$19,3,FALSE)/1000*$W62)","v":0},{"$f":"IF(R62=\"\",0,R62*HLOOKUP($D62,'2_メイン'!$AC$17:$BB$19,3,FALSE)/1000*$W62)","v":0},{"$f":"IF(S62=\"\",0,S62*HLOOKUP($D62,'2_メイン'!$AC$17:$BB$19,3,FALSE)/1000*$W62)","v":0},{"$f":"IF(T62=\"\",0,T62*HLOOKUP($D62,'2_メイン'!$AC$17:$BB$19,3,FALSE)/1000*$W62)","v":0},null,null,{"$f":"IF(I62=\"\",0,I62*HLOOKUP($D62,'2_メイン'!$AC$17:$BB$20,4,FALSE)*$W62)","v":0},{"$f":"IF(J62=\"\",0,J62*HLOOKUP($D62,'2_メイン'!$AC$17:$BB$20,4,FALSE)*$W62)","v":0},{"$f":"IF(K62=\"\",0,K62*HLOOKUP($D62,'2_メイン'!$AC$17:$BB$20,4,FALSE)*$W62)","v":0},{"$f":"IF(L62=\"\",0,L62*HLOOKUP($D62,'2_メイン'!$AC$17:$BB$20,4,FALSE)*$W62)","v":0},{"$f":"IF(M62=\"\",0,M62*HLOOKUP($D62,'2_メイン'!$AC$17:$BB$20,4,FALSE)*$W62)","v":0},{"$f":"IF(N62=\"\",0,N62*HLOOKUP($D62,'2_メイン'!$AC$17:$BB$20,4,FALSE)*$W62)","v":0},{"$f":"IF(O62=\"\",0,O62*HLOOKUP($D62,'2_メイン'!$AC$17:$BB$20,4,FALSE)*$W62)","v":0},{"$f":"IF(P62=\"\",0,P62*HLOOKUP($D62,'2_メイン'!$AC$17:$BB$20,4,FALSE)*$W62)","v":0},{"$f":"IF(Q62=\"\",0,Q62*HLOOKUP($D62,'2_メイン'!$AC$17:$BB$20,4,FALSE)*$W62)","v":0},{"$f":"IF(R62=\"\",0,R62*HLOOKUP($D62,'2_メイン'!$AC$17:$BB$20,4,FALSE)*$W62)","v":0},{"$f":"IF(S62=\"\",0,S62*HLOOKUP($D62,'2_メイン'!$AC$17:$BB$20,4,FALSE)*$W62)","v":0},{"$f":"IF(T62=\"\",0,T62*HLOOKUP($D62,'2_メイン'!$AC$17:$BB$20,4,FALSE)*$W62)","v":0}]
[null,53,null,null,null,null,"",null,null,null,null,null,null,null,null,null,null,null,null,null,null,{"$f":"IF(U63=\"\",\"\",U63*HLOOKUP(D63,'2_メイン'!$AC$17:$BB$19,3,FALSE)/1000)","v":""},1,null,null,null,null,null,null,"入居率",null,{"$f":"IF(SUMIF('7_テナント入居率'!$C$14:$C$43,$AC$61,'7_テナント入居率'!D14:D43)=0,0,SUMIF('7_テナント入居率'!$C$14:$C$43,$AC$61,'7_テナント入居率'!D14:D43))","v":0},{"$f":"IF(SUMIF('7_テナント入居率'!$C$14:$C$43,$AC$61,'7_テナント入居率'!E14:E43)=0,0,SUMIF('7_テナント入居率'!$C$14:$C$43,$AC$61,'7_テナント入居率'!E14:E43))","v":0},{"$f":"IF(SUMIF('7_テナント入居率'!$C$14:$C$43,$AC$61,'7_テナント入居率'!F14:F43)=0,0,SUMIF('7_テナント入居率'!$C$14:$C$43,$AC$61,'7_テナント入居率'!F14:F43))","v":0},{"$f":"IF(SUMIF('7_テナント入居率'!$C$14:$C$43,$AC$61,'7_テナント入居率'!G14:G43)=0,0,SUMIF('7_テナント入居率'!$C$14:$C$43,$AC$61,'7_テナント入居率'!G14:G43))","v":0},{"$f":"IF(SUMIF('7_テナント入居率'!$C$14:$C$43,$AC$61,'7_テナント入居率'!H14:H43)=0,0,SUMIF('7_テナント入居率'!$C$14:$C$43,$AC$61,'7_テナント入居率'!H14:H43))","v":0},{"$f":"IF(SUMIF('7_テナント入居率'!$C$14:$C$43,$AC$61,'7_テナント入居率'!I14:I43)=0,0,SUMIF('7_テナント入居率'!$C$14:$C$43,$AC$61,'7_テナント入居率'!I14:I43))","v":0},{"$f":"IF(SUMIF('7_テナント入居率'!$C$14:$C$43,$AC$61,'7_テナント入居率'!J14:J43)=0,0,SUMIF('7_テナント入居率'!$C$14:$C$43,$AC$61,'7_テナント入居率'!J14:J43))","v":0},{"$f":"IF(SUMIF('7_テナント入居率'!$C$14:$C$43,$AC$61,'7_テナント入居率'!K14:K43)=0,0,SUMIF('7_テナント入居率'!$C$14:$C$43,$AC$61,'7_テナント入居率'!K14:K43))","v":0},{"$f":"IF(SUMIF('7_テナント入居率'!$C$14:$C$43,$AC$61,'7_テナント入居率'!L14:L43)=0,0,SUMIF('7_テナント入居率'!$C$14:$C$43,$AC$61,'7_テナント入居率'!L14:L43))","v":0},{"$f":"IF(SUMIF('7_テナント入居率'!$C$14:$C$43,$AC$61,'7_テナント入居率'!M14:M43)=0,0,SUMIF('7_テナント入居率'!$C$14:$C$43,$AC$61,'7_テナント入居率'!M14:M43))","v":0},{"$f":"IF(SUMIF('7_テナント入居率'!$C$14:$C$43,$AC$61,'7_テナント入居率'!N14:N43)=0,0,SUMIF('7_テナント入居率'!$C$14:$C$43,$AC$61,'7_テナント入居率'!N14:N43))","v":0},{"$f":"IF(SUMIF('7_テナント入居率'!$C$14:$C$43,$AC$61,'7_テナント入居率'!O14:O43)=0,0,SUMIF('7_テナント入居率'!$C$14:$C$43,$AC$61,'7_テナント入居率'!O14:O43))","v":0},null,null,{"$f":"IF(I63=\"\",0,I63*HLOOKUP($D63,'2_メイン'!$AC$17:$BB$19,3,FALSE)/1000*$W63)","v":0},{"$f":"IF(J63=\"\",0,J63*HLOOKUP($D63,'2_メイン'!$AC$17:$BB$19,3,FALSE)/1000*$W63)","v":0},{"$f":"IF(K63=\"\",0,K63*HLOOKUP($D63,'2_メイン'!$AC$17:$BB$19,3,FALSE)/1000*$W63)","v":0},{"$f":"IF(L63=\"\",0,L63*HLOOKUP($D63,'2_メイン'!$AC$17:$BB$19,3,FALSE)/1000*$W63)","v":0},{"$f":"IF(M63=\"\",0,M63*HLOOKUP($D63,'2_メイン'!$AC$17:$BB$19,3,FALSE)/1000*$W63)","v":0},{"$f":"IF(N63=\"\",0,N63*HLOOKUP($D63,'2_メイン'!$AC$17:$BB$19,3,FALSE)/1000*$W63)","v":0},{"$f":"IF(O63=\"\",0,O63*HLOOKUP($D63,'2_メイン'!$AC$17:$BB$19,3,FALSE)/1000*$W63)","v":0},{"$f":"IF(P63=\"\",0,P63*HLOOKUP($D63,'2_メイン'!$AC$17:$BB$19,3,FALSE)/1000*$W63)","v":0},{"$f":"IF(Q63=\"\",0,Q63*HLOOKUP($D63,'2_メイン'!$AC$17:$BB$19,3,FALSE)/1000*$W63)","v":0},{"$f":"IF(R63=\"\",0,R63*HLOOKUP($D63,'2_メイン'!$AC$17:$BB$19,3,FALSE)/1000*$W63)","v":0},{"$f":"IF(S63=\"\",0,S63*HLOOKUP($D63,'2_メイン'!$AC$17:$BB$19,3,FALSE)/1000*$W63)","v":0},{"$f":"IF(T63=\"\",0,T63*HLOOKUP($D63,'2_メイン'!$AC$17:$BB$19,3,FALSE)/1000*$W63)","v":0},null,null,{"$f":"IF(I63=\"\",0,I63*HLOOKUP($D63,'2_メイン'!$AC$17:$BB$20,4,FALSE)*$W63)","v":0},{"$f":"IF(J63=\"\",0,J63*HLOOKUP($D63,'2_メイン'!$AC$17:$BB$20,4,FALSE)*$W63)","v":0},{"$f":"IF(K63=\"\",0,K63*HLOOKUP($D63,'2_メイン'!$AC$17:$BB$20,4,FALSE)*$W63)","v":0},{"$f":"IF(L63=\"\",0,L63*HLOOKUP($D63,'2_メイン'!$AC$17:$BB$20,4,FALSE)*$W63)","v":0},{"$f":"IF(M63=\"\",0,M63*HLOOKUP($D63,'2_メイン'!$AC$17:$BB$20,4,FALSE)*$W63)","v":0},{"$f":"IF(N63=\"\",0,N63*HLOOKUP($D63,'2_メイン'!$AC$17:$BB$20,4,FALSE)*$W63)","v":0},{"$f":"IF(O63=\"\",0,O63*HLOOKUP($D63,'2_メイン'!$AC$17:$BB$20,4,FALSE)*$W63)","v":0},{"$f":"IF(P63=\"\",0,P63*HLOOKUP($D63,'2_メイン'!$AC$17:$BB$20,4,FALSE)*$W63)","v":0},{"$f":"IF(Q63=\"\",0,Q63*HLOOKUP($D63,'2_メイン'!$AC$17:$BB$20,4,FALSE)*$W63)","v":0},{"$f":"IF(R63=\"\",0,R63*HLOOKUP($D63,'2_メイン'!$AC$17:$BB$20,4,FALSE)*$W63)","v":0},{"$f":"IF(S63=\"\",0,S63*HLOOKUP($D63,'2_メイン'!$AC$17:$BB$20,4,FALSE)*$W63)","v":0},{"$f":"IF(T63=\"\",0,T63*HLOOKUP($D63,'2_メイン'!$AC$17:$BB$20,4,FALSE)*$W63)","v":0}]
[null,54,null,null,null,null,"",null,null,null,null,null,null,null,null,null,null,null,null,null,null,{"$f":"IF(U64=\"\",\"\",U64*HLOOKUP(D64,'2_メイン'!$AC$17:$BB$19,3,FALSE)/1000)","v":""},1,null,null,null,null,null,null,"補正後","CO2",{"$f":"IFERROR(AF61*$AV$3/AF63+AF61*$AW$3,0)","v":0},{"$f":"IFERROR(AG61*$AV$3/AG63+AG61*$AW$3,0)","v":0},0,0,0,0,0,0,0,0,0,0,{"$f":"SUM(AF64:AQ64)","v":0},null,{"$f":"IF(I64=\"\",0,I64*HLOOKUP($D64,'2_メイン'!$AC$17:$BB$19,3,FALSE)/1000*$W64)","v":0},{"$f":"IF(J64=\"\",0,J64*HLOOKUP($D64,'2_メイン'!$AC$17:$BB$19,3,FALSE)/1000*$W64)","v":0},{"$f":"IF(K64=\"\",0,K64*HLOOKUP($D64,'2_メイン'!$AC$17:$BB$19,3,FALSE)/1000*$W64)","v":0},{"$f":"IF(L64=\"\",0,L64*HLOOKUP($D64,'2_メイン'!$AC$17:$BB$19,3,FALSE)/1000*$W64)","v":0},{"$f":"IF(M64=\"\",0,M64*HLOOKUP($D64,'2_メイン'!$AC$17:$BB$19,3,FALSE)/1000*$W64)","v":0},{"$f":"IF(N64=\"\",0,N64*HLOOKUP($D64,'2_メイン'!$AC$17:$BB$19,3,FALSE)/1000*$W64)","v":0},{"$f":"IF(O64=\"\",0,O64*HLOOKUP($D64,'2_メイン'!$AC$17:$BB$19,3,FALSE)/1000*$W64)","v":0},{"$f":"IF(P64=\"\",0,P64*HLOOKUP($D64,'2_メイン'!$AC$17:$BB$19,3,FALSE)/1000*$W64)","v":0},{"$f":"IF(Q64=\"\",0,Q64*HLOOKUP($D64,'2_メイン'!$AC$17:$BB$19,3,FALSE)/1000*$W64)","v":0},{"$f":"IF(R64=\"\",0,R64*HLOOKUP($D64,'2_メイン'!$AC$17:$BB$19,3,FALSE)/1000*$W64)","v":0},{"$f":"IF(S64=\"\",0,S64*HLOOKUP($D64,'2_メイン'!$AC$17:$BB$19,3,FALSE)/1000*$W64)","v":0},{"$f":"IF(T64=\"\",0,T64*HLOOKUP($D64,'2_メイン'!$AC$17:$BB$19,3,FALSE)/1000*$W64)","v":0},null,null,{"$f":"IF(I64=\"\",0,I64*HLOOKUP($D64,'2_メイン'!$AC$17:$BB$20,4,FALSE)*$W64)","v":0},{"$f":"IF(J64=\"\",0,J64*HLOOKUP($D64,'2_メイン'!$AC$17:$BB$20,4,FALSE)*$W64)","v":0},{"$f":"IF(K64=\"\",0,K64*HLOOKUP($D64,'2_メイン'!$AC$17:$BB$20,4,FALSE)*$W64)","v":0},{"$f":"IF(L64=\"\",0,L64*HLOOKUP($D64,'2_メイン'!$AC$17:$BB$20,4,FALSE)*$W64)","v":0},{"$f":"IF(M64=\"\",0,M64*HLOOKUP($D64,'2_メイン'!$AC$17:$BB$20,4,FALSE)*$W64)","v":0},{"$f":"IF(N64=\"\",0,N64*HLOOKUP($D64,'2_メイン'!$AC$17:$BB$20,4,FALSE)*$W64)","v":0},{"$f":"IF(O64=\"\",0,O64*HLOOKUP($D64,'2_メイン'!$AC$17:$BB$20,4,FALSE)*$W64)","v":0},{"$f":"IF(P64=\"\",0,P64*HLOOKUP($D64,'2_メイン'!$AC$17:$BB$20,4,FALSE)*$W64)","v":0},{"$f":"IF(Q64=\"\",0,Q64*HLOOKUP($D64,'2_メイン'!$AC$17:$BB$20,4,FALSE)*$W64)","v":0},{"$f":"IF(R64=\"\",0,R64*HLOOKUP($D64,'2_メイン'!$AC$17:$BB$20,4,FALSE)*$W64)","v":0},{"$f":"IF(S64=\"\",0,S64*HLOOKUP($D64,'2_メイン'!$AC$17:$BB$20,4,FALSE)*$W64)","v":0},{"$f":"IF(T64=\"\",0,T64*HLOOKUP($D64,'2_メイン'!$AC$17:$BB$20,4,FALSE)*$W64)","v":0}]
[null,55,null,null,null,null,"",null,null,null,null,null,null,null,null,null,null,null,null,null,null,{"$f":"IF(U65=\"\",\"\",U65*HLOOKUP(D65,'2_メイン'!$AC$17:$BB$19,3,FALSE)/1000)","v":""},1,null,null,null,null,null,null,null,"MJ",{"$f":"IFERROR(AF62*$AV$3/AF63+AF62*$AW$3,0)","v":0},{"$f":"IFERROR(AG62*$AV$3/AG63+AG62*$AW$3,0)","v":0},0,0,0,0,0,0,0,0,0,0,{"$f":"SUM(AF65:AQ65)","v":0},null,{"$f":"IF(I65=\"\",0,I65*HLOOKUP($D65,'2_メイン'!$AC$17:$BB$19,3,FALSE)/1000*$W65)","v":0},{"$f":"IF(J65=\"\",0,J65*HLOOKUP($D65,'2_メイン'!$AC$17:$BB$19,3,FALSE)/1000*$W65)","v":0},{"$f":"IF(K65=\"\",0,K65*HLOOKUP($D65,'2_メイン'!$AC$17:$BB$19,3,FALSE)/1000*$W65)","v":0},{"$f":"IF(L65=\"\",0,L65*HLOOKUP($D65,'2_メイン'!$AC$17:$BB$19,3,FALSE)/1000*$W65)","v":0},{"$f":"IF(M65=\"\",0,M65*HLOOKUP($D65,'2_メイン'!$AC$17:$BB$19,3,FALSE)/1000*$W65)","v":0},{"$f":"IF(N65=\"\",0,N65*HLOOKUP($D65,'2_メイン'!$AC$17:$BB$19,3,FALSE)/1000*$W65)","v":0},{"$f":"IF(O65=\"\",0,O65*HLOOKUP($D65,'2_メイン'!$AC$17:$BB$19,3,FALSE)/1000*$W65)","v":0},{"$f":"IF(P65=\"\",0,P65*HLOOKUP($D65,'2_メイン'!$AC$17:$BB$19,3,FALSE)/1000*$W65)","v":0},{"$f":"IF(Q65=\"\",0,Q65*HLOOKUP($D65,'2_メイン'!$AC$17:$BB$19,3,FALSE)/1000*$W65)","v":0},{"$f":"IF(R65=\"\",0,R65*HLOOKUP($D65,'2_メイン'!$AC$17:$BB$19,3,FALSE)/1000*$W65)","v":0},{"$f":"IF(S65=\"\",0,S65*HLOOKUP($D65,'2_メイン'!$AC$17:$BB$19,3,FALSE)/1000*$W65)","v":0},{"$f":"IF(T65=\"\",0,T65*HLOOKUP($D65,'2_メイン'!$AC$17:$BB$19,3,FALSE)/1000*$W65)","v":0},null,null,{"$f":"IF(I65=\"\",0,I65*HLOOKUP($D65,'2_メイン'!$AC$17:$BB$20,4,FALSE)*$W65)","v":0},{"$f":"IF(J65=\"\",0,J65*HLOOKUP($D65,'2_メイン'!$AC$17:$BB$20,4,FALSE)*$W65)","v":0},{"$f":"IF(K65=\"\",0,K65*HLOOKUP($D65,'2_メイン'!$AC$17:$BB$20,4,FALSE)*$W65)","v":0},{"$f":"IF(L65=\"\",0,L65*HLOOKUP($D65,'2_メイン'!$AC$17:$BB$20,4,FALSE)*$W65)","v":0},{"$f":"IF(M65=\"\",0,M65*HLOOKUP($D65,'2_メイン'!$AC$17:$BB$20,4,FALSE)*$W65)","v":0},{"$f":"IF(N65=\"\",0,N65*HLOOKUP($D65,'2_メイン'!$AC$17:$BB$20,4,FALSE)*$W65)","v":0},{"$f":"IF(O65=\"\",0,O65*HLOOKUP($D65,'2_メイン'!$AC$17:$BB$20,4,FALSE)*$W65)","v":0},{"$f":"IF(P65=\"\",0,P65*HLOOKUP($D65,'2_メイン'!$AC$17:$BB$20,4,FALSE)*$W65)","v":0},{"$f":"IF(Q65=\"\",0,Q65*HLOOKUP($D65,'2_メイン'!$AC$17:$BB$20,4,FALSE)*$W65)","v":0},{"$f":"IF(R65=\"\",0,R65*HLOOKUP($D65,'2_メイン'!$AC$17:$BB$20,4,FALSE)*$W65)","v":0},{"$f":"IF(S65=\"\",0,S65*HLOOKUP($D65,'2_メイン'!$AC$17:$BB$20,4,FALSE)*$W65)","v":0},{"$f":"IF(T65=\"\",0,T65*HLOOKUP($D65,'2_メイン'!$AC$17:$BB$20,4,FALSE)*$W65)","v":0}]
[null,56,null,null,null,null,"",null,null,null,null,null,null,null,null,null,null,null,null,null,null,{"$f":"IF(U66=\"\",\"\",U66*HLOOKUP(D66,'2_メイン'!$AC$17:$BB$19,3,FALSE)/1000)","v":""},1,null,null,null,null,null,null,"エネルギー月別割合",null,{"$f":"IF(AF63>0,AI$3,0)","v":0},{"$f":"IF(AG63>0,AJ$3,0)","v":0},0,0,0,0,0,0,0,0,0,0,{"$f":"SUM(AF66:AQ66)","v":0},null,{"$f":"IF(I66=\"\",0,I66*HLOOKUP($D66,'2_メイン'!$AC$17:$BB$19,3,FALSE)/1000*$W66)","v":0},{"$f":"IF(J66=\"\",0,J66*HLOOKUP($D66,'2_メイン'!$AC$17:$BB$19,3,FALSE)/1000*$W66)","v":0},{"$f":"IF(K66=\"\",0,K66*HLOOKUP($D66,'2_メイン'!$AC$17:$BB$19,3,FALSE)/1000*$W66)","v":0},{"$f":"IF(L66=\"\",0,L66*HLOOKUP($D66,'2_メイン'!$AC$17:$BB$19,3,FALSE)/1000*$W66)","v":0},{"$f":"IF(M66=\"\",0,M66*HLOOKUP($D66,'2_メイン'!$AC$17:$BB$19,3,FALSE)/1000*$W66)","v":0},{"$f":"IF(N66=\"\",0,N66*HLOOKUP($D66,'2_メイン'!$AC$17:$BB$19,3,FALSE)/1000*$W66)","v":0},{"$f":"IF(O66=\"\",0,O66*HLOOKUP($D66,'2_メイン'!$AC$17:$BB$19,3,FALSE)/1000*$W66)","v":0},{"$f":"IF(P66=\"\",0,P66*HLOOKUP($D66,'2_メイン'!$AC$17:$BB$19,3,FALSE)/1000*$W66)","v":0},{"$f":"IF(Q66=\"\",0,Q66*HLOOKUP($D66,'2_メイン'!$AC$17:$BB$19,3,FALSE)/1000*$W66)","v":0},{"$f":"IF(R66=\"\",0,R66*HLOOKUP($D66,'2_メイン'!$AC$17:$BB$19,3,FALSE)/1000*$W66)","v":0},{"$f":"IF(S66=\"\",0,S66*HLOOKUP($D66,'2_メイン'!$AC$17:$BB$19,3,FALSE)/1000*$W66)","v":0},{"$f":"IF(T66=\"\",0,T66*HLOOKUP($D66,'2_メイン'!$AC$17:$BB$19,3,FALSE)/1000*$W66)","v":0},null,null,{"$f":"IF(I66=\"\",0,I66*HLOOKUP($D66,'2_メイン'!$AC$17:$BB$20,4,FALSE)*$W66)","v":0},{"$f":"IF(J66=\"\",0,J66*HLOOKUP($D66,'2_メイン'!$AC$17:$BB$20,4,FALSE)*$W66)","v":0},{"$f":"IF(K66=\"\",0,K66*HLOOKUP($D66,'2_メイン'!$AC$17:$BB$20,4,FALSE)*$W66)","v":0},{"$f":"IF(L66=\"\",0,L66*HLOOKUP($D66,'2_メイン'!$AC$17:$BB$20,4,FALSE)*$W66)","v":0},{"$f":"IF(M66=\"\",0,M66*HLOOKUP($D66,'2_メイン'!$AC$17:$BB$20,4,FALSE)*$W66)","v":0},{"$f":"IF(N66=\"\",0,N66*HLOOKUP($D66,'2_メイン'!$AC$17:$BB$20,4,FALSE)*$W66)","v":0},{"$f":"IF(O66=\"\",0,O66*HLOOKUP($D66,'2_メイン'!$AC$17:$BB$20,4,FALSE)*$W66)","v":0},{"$f":"IF(P66=\"\",0,P66*HLOOKUP($D66,'2_メイン'!$AC$17:$BB$20,4,FALSE)*$W66)","v":0},{"$f":"IF(Q66=\"\",0,Q66*HLOOKUP($D66,'2_メイン'!$AC$17:$BB$20,4,FALSE)*$W66)","v":0},{"$f":"IF(R66=\"\",0,R66*HLOOKUP($D66,'2_メイン'!$AC$17:$BB$20,4,FALSE)*$W66)","v":0},{"$f":"IF(S66=\"\",0,S66*HLOOKUP($D66,'2_メイン'!$AC$17:$BB$20,4,FALSE)*$W66)","v":0},{"$f":"IF(T66=\"\",0,T66*HLOOKUP($D66,'2_メイン'!$AC$17:$BB$20,4,FALSE)*$W66)","v":0}]
[null,57,null,null,null,null,"",null,null,null,null,null,null,null,null,null,null,null,null,null,null,{"$f":"IF(U67=\"\",\"\",U67*HLOOKUP(D67,'2_メイン'!$AC$17:$BB$19,3,FALSE)/1000)","v":""},1,null,null,null,null,null,null,"入居率0の場合の補正値","CO2",{"$f":"IFERROR(IF(AF66>0,0,$AR$64/$AR$66*AI3),0)","v":0},{"$f":"IFERROR(IF(AG66>0,0,$AR$64/$AR$66*AJ3),0)","v":0},0,0,0,0,0,0,0,0,0,0,null,null,{"$f":"IF(I67=\"\",0,I67*HLOOKUP($D67,'2_メイン'!$AC$17:$BB$19,3,FALSE)/1000*$W67)","v":0},{"$f":"IF(J67=\"\",0,J67*HLOOKUP($D67,'2_メイン'!$AC$17:$BB$19,3,FALSE)/1000*$W67)","v":0},{"$f":"IF(K67=\"\",0,K67*HLOOKUP($D67,'2_メイン'!$AC$17:$BB$19,3,FALSE)/1000*$W67)","v":0},{"$f":"IF(L67=\"\",0,L67*HLOOKUP($D67,'2_メイン'!$AC$17:$BB$19,3,FALSE)/1000*$W67)","v":0},{"$f":"IF(M67=\"\",0,M67*HLOOKUP($D67,'2_メイン'!$AC$17:$BB$19,3,FALSE)/1000*$W67)","v":0},{"$f":"IF(N67=\"\",0,N67*HLOOKUP($D67,'2_メイン'!$AC$17:$BB$19,3,FALSE)/1000*$W67)","v":0},{"$f":"IF(O67=\"\",0,O67*HLOOKUP($D67,'2_メイン'!$AC$17:$BB$19,3,FALSE)/1000*$W67)","v":0},{"$f":"IF(P67=\"\",0,P67*HLOOKUP($D67,'2_メイン'!$AC$17:$BB$19,3,FALSE)/1000*$W67)","v":0},{"$f":"IF(Q67=\"\",0,Q67*HLOOKUP($D67,'2_メイン'!$AC$17:$BB$19,3,FALSE)/1000*$W67)","v":0},{"$f":"IF(R67=\"\",0,R67*HLOOKUP($D67,'2_メイン'!$AC$17:$BB$19,3,FALSE)/1000*$W67)","v":0},{"$f":"IF(S67=\"\",0,S67*HLOOKUP($D67,'2_メイン'!$AC$17:$BB$19,3,FALSE)/1000*$W67)","v":0},{"$f":"IF(T67=\"\",0,T67*HLOOKUP($D67,'2_メイン'!$AC$17:$BB$19,3,FALSE)/1000*$W67)","v":0},null,null,{"$f":"IF(I67=\"\",0,I67*HLOOKUP($D67,'2_メイン'!$AC$17:$BB$20,4,FALSE)*$W67)","v":0},{"$f":"IF(J67=\"\",0,J67*HLOOKUP($D67,'2_メイン'!$AC$17:$BB$20,4,FALSE)*$W67)","v":0},{"$f":"IF(K67=\"\",0,K67*HLOOKUP($D67,'2_メイン'!$AC$17:$BB$20,4,FALSE)*$W67)","v":0},{"$f":"IF(L67=\"\",0,L67*HLOOKUP($D67,'2_メイン'!$AC$17:$BB$20,4,FALSE)*$W67)","v":0},{"$f":"IF(M67=\"\",0,M67*HLOOKUP($D67,'2_メイン'!$AC$17:$BB$20,4,FALSE)*$W67)","v":0},{"$f":"IF(N67=\"\",0,N67*HLOOKUP($D67,'2_メイン'!$AC$17:$BB$20,4,FALSE)*$W67)","v":0},{"$f":"IF(O67=\"\",0,O67*HLOOKUP($D67,'2_メイン'!$AC$17:$BB$20,4,FALSE)*$W67)","v":0},{"$f":"IF(P67=\"\",0,P67*HLOOKUP($D67,'2_メイン'!$AC$17:$BB$20,4,FALSE)*$W67)","v":0},{"$f":"IF(Q67=\"\",0,Q67*HLOOKUP($D67,'2_メイン'!$AC$17:$BB$20,4,FALSE)*$W67)","v":0},{"$f":"IF(R67=\"\",0,R67*HLOOKUP($D67,'2_メイン'!$AC$17:$BB$20,4,FALSE)*$W67)","v":0},{"$f":"IF(S67=\"\",0,S67*HLOOKUP($D67,'2_メイン'!$AC$17:$BB$20,4,FALSE)*$W67)","v":0},{"$f":"IF(T67=\"\",0,T67*HLOOKUP($D67,'2_メイン'!$AC$17:$BB$20,4,FALSE)*$W67)","v":0}]
[null,58,null,null,null,null,"",null,null,null,null,null,null,null,null,null,null,null,null,null,null,{"$f":"IF(U68=\"\",\"\",U68*HLOOKUP(D68,'2_メイン'!$AC$17:$BB$19,3,FALSE)/1000)","v":""},1,null,null,null,null,null,null,null,"MJ",{"$f":"IFERROR(IF(AF66>0,0,$AR$65/$AR$66*AI3),0)","v":0},{"$f":"IFERROR(IF(AG66>0,0,$AR$65/$AR$66*AJ3),0)","v":0},0,0,0,0,0,0,0,0,0,0,null,null,{"$f":"IF(I68=\"\",0,I68*HLOOKUP($D68,'2_メイン'!$AC$17:$BB$19,3,FALSE)/1000*$W68)","v":0},{"$f":"IF(J68=\"\",0,J68*HLOOKUP($D68,'2_メイン'!$AC$17:$BB$19,3,FALSE)/1000*$W68)","v":0},{"$f":"IF(K68=\"\",0,K68*HLOOKUP($D68,'2_メイン'!$AC$17:$BB$19,3,FALSE)/1000*$W68)","v":0},{"$f":"IF(L68=\"\",0,L68*HLOOKUP($D68,'2_メイン'!$AC$17:$BB$19,3,FALSE)/1000*$W68)","v":0},{"$f":"IF(M68=\"\",0,M68*HLOOKUP($D68,'2_メイン'!$AC$17:$BB$19,3,FALSE)/1000*$W68)","v":0},{"$f":"IF(N68=\"\",0,N68*HLOOKUP($D68,'2_メイン'!$AC$17:$BB$19,3,FALSE)/1000*$W68)","v":0},{"$f":"IF(O68=\"\",0,O68*HLOOKUP($D68,'2_メイン'!$AC$17:$BB$19,3,FALSE)/1000*$W68)","v":0},{"$f":"IF(P68=\"\",0,P68*HLOOKUP($D68,'2_メイン'!$AC$17:$BB$19,3,FALSE)/1000*$W68)","v":0},{"$f":"IF(Q68=\"\",0,Q68*HLOOKUP($D68,'2_メイン'!$AC$17:$BB$19,3,FALSE)/1000*$W68)","v":0},{"$f":"IF(R68=\"\",0,R68*HLOOKUP($D68,'2_メイン'!$AC$17:$BB$19,3,FALSE)/1000*$W68)","v":0},{"$f":"IF(S68=\"\",0,S68*HLOOKUP($D68,'2_メイン'!$AC$17:$BB$19,3,FALSE)/1000*$W68)","v":0},{"$f":"IF(T68=\"\",0,T68*HLOOKUP($D68,'2_メイン'!$AC$17:$BB$19,3,FALSE)/1000*$W68)","v":0},null,null,{"$f":"IF(I68=\"\",0,I68*HLOOKUP($D68,'2_メイン'!$AC$17:$BB$20,4,FALSE)*$W68)","v":0},{"$f":"IF(J68=\"\",0,J68*HLOOKUP($D68,'2_メイン'!$AC$17:$BB$20,4,FALSE)*$W68)","v":0},{"$f":"IF(K68=\"\",0,K68*HLOOKUP($D68,'2_メイン'!$AC$17:$BB$20,4,FALSE)*$W68)","v":0},{"$f":"IF(L68=\"\",0,L68*HLOOKUP($D68,'2_メイン'!$AC$17:$BB$20,4,FALSE)*$W68)","v":0},{"$f":"IF(M68=\"\",0,M68*HLOOKUP($D68,'2_メイン'!$AC$17:$BB$20,4,FALSE)*$W68)","v":0},{"$f":"IF(N68=\"\",0,N68*HLOOKUP($D68,'2_メイン'!$AC$17:$BB$20,4,FALSE)*$W68)","v":0},{"$f":"IF(O68=\"\",0,O68*HLOOKUP($D68,'2_メイン'!$AC$17:$BB$20,4,FALSE)*$W68)","v":0},{"$f":"IF(P68=\"\",0,P68*HLOOKUP($D68,'2_メイン'!$AC$17:$BB$20,4,FALSE)*$W68)","v":0},{"$f":"IF(Q68=\"\",0,Q68*HLOOKUP($D68,'2_メイン'!$AC$17:$BB$20,4,FALSE)*$W68)","v":0},{"$f":"IF(R68=\"\",0,R68*HLOOKUP($D68,'2_メイン'!$AC$17:$BB$20,4,FALSE)*$W68)","v":0},{"$f":"IF(S68=\"\",0,S68*HLOOKUP($D68,'2_メイン'!$AC$17:$BB$20,4,FALSE)*$W68)","v":0},{"$f":"IF(T68=\"\",0,T68*HLOOKUP($D68,'2_メイン'!$AC$17:$BB$20,4,FALSE)*$W68)","v":0}]
[null,59,null,null,null,null,"",null,null,null,null,null,null,null,null,null,null,null,null,null,null,{"$f":"IF(U69=\"\",\"\",U69*HLOOKUP(D69,'2_メイン'!$AC$17:$BB$19,3,FALSE)/1000)","v":""},1,null,null,null,null,null,null,"採用値","CO2",{"$f":"AF64+AF67","v":0},{"$f":"AG64+AG67","v":0},0,0,0,0,0,0,0,0,0,0,{"$f":"SUM(AF69:AQ69)","v":0},null,{"$f":"IF(I69=\"\",0,I69*HLOOKUP($D69,'2_メイン'!$AC$17:$BB$19,3,FALSE)/1000*$W69)","v":0},{"$f":"IF(J69=\"\",0,J69*HLOOKUP($D69,'2_メイン'!$AC$17:$BB$19,3,FALSE)/1000*$W69)","v":0},{"$f":"IF(K69=\"\",0,K69*HLOOKUP($D69,'2_メイン'!$AC$17:$BB$19,3,FALSE)/1000*$W69)","v":0},{"$f":"IF(L69=\"\",0,L69*HLOOKUP($D69,'2_メイン'!$AC$17:$BB$19,3,FALSE)/1000*$W69)","v":0},{"$f":"IF(M69=\"\",0,M69*HLOOKUP($D69,'2_メイン'!$AC$17:$BB$19,3,FALSE)/1000*$W69)","v":0},{"$f":"IF(N69=\"\",0,N69*HLOOKUP($D69,'2_メイン'!$AC$17:$BB$19,3,FALSE)/1000*$W69)","v":0},{"$f":"IF(O69=\"\",0,O69*HLOOKUP($D69,'2_メイン'!$AC$17:$BB$19,3,FALSE)/1000*$W69)","v":0},{"$f":"IF(P69=\"\",0,P69*HLOOKUP($D69,'2_メイン'!$AC$17:$BB$19,3,FALSE)/1000*$W69)","v":0},{"$f":"IF(Q69=\"\",0,Q69*HLOOKUP($D69,'2_メイン'!$AC$17:$BB$19,3,FALSE)/1000*$W69)","v":0},{"$f":"IF(R69=\"\",0,R69*HLOOKUP($D69,'2_メイン'!$AC$17:$BB$19,3,FALSE)/1000*$W69)","v":0},{"$f":"IF(S69=\"\",0,S69*HLOOKUP($D69,'2_メイン'!$AC$17:$BB$19,3,FALSE)/1000*$W69)","v":0},{"$f":"IF(T69=\"\",0,T69*HLOOKUP($D69,'2_メイン'!$AC$17:$BB$19,3,FALSE)/1000*$W69)","v":0},null,null,{"$f":"IF(I69=\"\",0,I69*HLOOKUP($D69,'2_メイン'!$AC$17:$BB$20,4,FALSE)*$W69)","v":0},{"$f":"IF(J69=\"\",0,J69*HLOOKUP($D69,'2_メイン'!$AC$17:$BB$20,4,FALSE)*$W69)","v":0},{"$f":"IF(K69=\"\",0,K69*HLOOKUP($D69,'2_メイン'!$AC$17:$BB$20,4,FALSE)*$W69)","v":0},{"$f":"IF(L69=\"\",0,L69*HLOOKUP($D69,'2_メイン'!$AC$17:$BB$20,4,FALSE)*$W69)","v":0},{"$f":"IF(M69=\"\",0,M69*HLOOKUP($D69,'2_メイン'!$AC$17:$BB$20,4,FALSE)*$W69)","v":0},{"$f":"IF(N69=\"\",0,N69*HLOOKUP($D69,'2_メイン'!$AC$17:$BB$20,4,FALSE)*$W69)","v":0},{"$f":"IF(O69=\"\",0,O69*HLOOKUP($D69,'2_メイン'!$AC$17:$BB$20,4,FALSE)*$W69)","v":0},{"$f":"IF(P69=\"\",0,P69*HLOOKUP($D69,'2_メイン'!$AC$17:$BB$20,4,FALSE)*$W69)","v":0},{"$f":"IF(Q69=\"\",0,Q69*HLOOKUP($D69,'2_メイン'!$AC$17:$BB$20,4,FALSE)*$W69)","v":0},{"$f":"IF(R69=\"\",0,R69*HLOOKUP($D69,'2_メイン'!$AC$17:$BB$20,4,FALSE)*$W69)","v":0},{"$f":"IF(S69=\"\",0,S69*HLOOKUP($D69,'2_メイン'!$AC$17:$BB$20,4,FALSE)*$W69)","v":0},{"$f":"IF(T69=\"\",0,T69*HLOOKUP($D69,'2_メイン'!$AC$17:$BB$20,4,FALSE)*$W69)","v":0}]
[null,60,null,null,null,null,"",null,null,null,null,null,null,null,null,null,null,null,null,null,null,{"$f":"IF(U70=\"\",\"\",U70*HLOOKUP(D70,'2_メイン'!$AC$17:$BB$19,3,FALSE)/1000)","v":""},1,null,null,null,null,null,null,null,"MJ",{"$f":"AF65+AF68","v":0},{"$f":"AG65+AG68","v":0},0,0,0,0,0,0,0,0,0,0,{"$f":"SUM(AF70:AQ70)","v":0},null,{"$f":"IF(I70=\"\",0,I70*HLOOKUP($D70,'2_メイン'!$AC$17:$BB$19,3,FALSE)/1000*$W70)","v":0},{"$f":"IF(J70=\"\",0,J70*HLOOKUP($D70,'2_メイン'!$AC$17:$BB$19,3,FALSE)/1000*$W70)","v":0},{"$f":"IF(K70=\"\",0,K70*HLOOKUP($D70,'2_メイン'!$AC$17:$BB$19,3,FALSE)/1000*$W70)","v":0},{"$f":"IF(L70=\"\",0,L70*HLOOKUP($D70,'2_メイン'!$AC$17:$BB$19,3,FALSE)/1000*$W70)","v":0},{"$f":"IF(M70=\"\",0,M70*HLOOKUP($D70,'2_メイン'!$AC$17:$BB$19,3,FALSE)/1000*$W70)","v":0},{"$f":"IF(N70=\"\",0,N70*HLOOKUP($D70,'2_メイン'!$AC$17:$BB$19,3,FALSE)/1000*$W70)","v":0},{"$f":"IF(O70=\"\",0,O70*HLOOKUP($D70,'2_メイン'!$AC$17:$BB$19,3,FALSE)/1000*$W70)","v":0},{"$f":"IF(P70=\"\",0,P70*HLOOKUP($D70,'2_メイン'!$AC$17:$BB$19,3,FALSE)/1000*$W70)","v":0},{"$f":"IF(Q70=\"\",0,Q70*HLOOKUP($D70,'2_メイン'!$AC$17:$BB$19,3,FALSE)/1000*$W70)","v":0},{"$f":"IF(R70=\"\",0,R70*HLOOKUP($D70,'2_メイン'!$AC$17:$BB$19,3,FALSE)/1000*$W70)","v":0},{"$f":"IF(S70=\"\",0,S70*HLOOKUP($D70,'2_メイン'!$AC$17:$BB$19,3,FALSE)/1000*$W70)","v":0},{"$f":"IF(T70=\"\",0,T70*HLOOKUP($D70,'2_メイン'!$AC$17:$BB$19,3,FALSE)/1000*$W70)","v":0},null,null,{"$f":"IF(I70=\"\",0,I70*HLOOKUP($D70,'2_メイン'!$AC$17:$BB$20,4,FALSE)*$W70)","v":0},{"$f":"IF(J70=\"\",0,J70*HLOOKUP($D70,'2_メイン'!$AC$17:$BB$20,4,FALSE)*$W70)","v":0},{"$f":"IF(K70=\"\",0,K70*HLOOKUP($D70,'2_メイン'!$AC$17:$BB$20,4,FALSE)*$W70)","v":0},{"$f":"IF(L70=\"\",0,L70*HLOOKUP($D70,'2_メイン'!$AC$17:$BB$20,4,FALSE)*$W70)","v":0},{"$f":"IF(M70=\"\",0,M70*HLOOKUP($D70,'2_メイン'!$AC$17:$BB$20,4,FALSE)*$W70)","v":0},{"$f":"IF(N70=\"\",0,N70*HLOOKUP($D70,'2_メイン'!$AC$17:$BB$20,4,FALSE)*$W70)","v":0},{"$f":"IF(O70=\"\",0,O70*HLOOKUP($D70,'2_メイン'!$AC$17:$BB$20,4,FALSE)*$W70)","v":0},{"$f":"IF(P70=\"\",0,P70*HLOOKUP($D70,'2_メイン'!$AC$17:$BB$20,4,FALSE)*$W70)","v":0},{"$f":"IF(Q70=\"\",0,Q70*HLOOKUP($D70,'2_メイン'!$AC$17:$BB$20,4,FALSE)*$W70)","v":0},{"$f":"IF(R70=\"\",0,R70*HLOOKUP($D70,'2_メイン'!$AC$17:$BB$20,4,FALSE)*$W70)","v":0},{"$f":"IF(S70=\"\",0,S70*HLOOKUP($D70,'2_メイン'!$AC$17:$BB$20,4,FALSE)*$W70)","v":0},{"$f":"IF(T70=\"\",0,T70*HLOOKUP($D70,'2_メイン'!$AC$17:$BB$20,4,FALSE)*$W70)","v":0}]
[null,61,null,null,null,null,"",null,null,null,null,null,null,null,null,null,null,null,null,null,null,{"$f":"IF(U71=\"\",\"\",U71*HLOOKUP(D71,'2_メイン'!$AC$17:$BB$19,3,FALSE)/1000)","v":""},1,null,null,null,null,null,2021,"補正前","CO2",{"$f":"SUMIF($H11:$H210,$AC71,AT$11:AT$210)","v":0},{"$f":"SUMIF($H11:$H210,$AC71,AU$11:AU$210)","v":0},0,0,0,0,0,0,0,0,0,0,null,null,{"$f":"IF(I71=\"\",0,I71*HLOOKUP($D71,'2_メイン'!$AC$17:$BB$19,3,FALSE)/1000*$W71)","v":0},{"$f":"IF(J71=\"\",0,J71*HLOOKUP($D71,'2_メイン'!$AC$17:$BB$19,3,FALSE)/1000*$W71)","v":0},{"$f":"IF(K71=\"\",0,K71*HLOOKUP($D71,'2_メイン'!$AC$17:$BB$19,3,FALSE)/1000*$W71)","v":0},{"$f":"IF(L71=\"\",0,L71*HLOOKUP($D71,'2_メイン'!$AC$17:$BB$19,3,FALSE)/1000*$W71)","v":0},{"$f":"IF(M71=\"\",0,M71*HLOOKUP($D71,'2_メイン'!$AC$17:$BB$19,3,FALSE)/1000*$W71)","v":0},{"$f":"IF(N71=\"\",0,N71*HLOOKUP($D71,'2_メイン'!$AC$17:$BB$19,3,FALSE)/1000*$W71)","v":0},{"$f":"IF(O71=\"\",0,O71*HLOOKUP($D71,'2_メイン'!$AC$17:$BB$19,3,FALSE)/1000*$W71)","v":0},{"$f":"IF(P71=\"\",0,P71*HLOOKUP($D71,'2_メイン'!$AC$17:$BB$19,3,FALSE)/1000*$W71)","v":0},{"$f":"IF(Q71=\"\",0,Q71*HLOOKUP($D71,'2_メイン'!$AC$17:$BB$19,3,FALSE)/1000*$W71)","v":0},{"$f":"IF(R71=\"\",0,R71*HLOOKUP($D71,'2_メイン'!$AC$17:$BB$19,3,FALSE)/1000*$W71)","v":0},{"$f":"IF(S71=\"\",0,S71*HLOOKUP($D71,'2_メイン'!$AC$17:$BB$19,3,FALSE)/1000*$W71)","v":0},{"$f":"IF(T71=\"\",0,T71*HLOOKUP($D71,'2_メイン'!$AC$17:$BB$19,3,FALSE)/1000*$W71)","v":0},null,null,{"$f":"IF(I71=\"\",0,I71*HLOOKUP($D71,'2_メイン'!$AC$17:$BB$20,4,FALSE)*$W71)","v":0},{"$f":"IF(J71=\"\",0,J71*HLOOKUP($D71,'2_メイン'!$AC$17:$BB$20,4,FALSE)*$W71)","v":0},{"$f":"IF(K71=\"\",0,K71*HLOOKUP($D71,'2_メイン'!$AC$17:$BB$20,4,FALSE)*$W71)","v":0},{"$f":"IF(L71=\"\",0,L71*HLOOKUP($D71,'2_メイン'!$AC$17:$BB$20,4,FALSE)*$W71)","v":0},{"$f":"IF(M71=\"\",0,M71*HLOOKUP($D71,'2_メイン'!$AC$17:$BB$20,4,FALSE)*$W71)","v":0},{"$f":"IF(N71=\"\",0,N71*HLOOKUP($D71,'2_メイン'!$AC$17:$BB$20,4,FALSE)*$W71)","v":0},{"$f":"IF(O71=\"\",0,O71*HLOOKUP($D71,'2_メイン'!$AC$17:$BB$20,4,FALSE)*$W71)","v":0},{"$f":"IF(P71=\"\",0,P71*HLOOKUP($D71,'2_メイン'!$AC$17:$BB$20,4,FALSE)*$W71)","v":0},{"$f":"IF(Q71=\"\",0,Q71*HLOOKUP($D71,'2_メイン'!$AC$17:$BB$20,4,FALSE)*$W71)","v":0},{"$f":"IF(R71=\"\",0,R71*HLOOKUP($D71,'2_メイン'!$AC$17:$BB$20,4,FALSE)*$W71)","v":0},{"$f":"IF(S71=\"\",0,S71*HLOOKUP($D71,'2_メイン'!$AC$17:$BB$20,4,FALSE)*$W71)","v":0},{"$f":"IF(T71=\"\",0,T71*HLOOKUP($D71,'2_メイン'!$AC$17:$BB$20,4,FALSE)*$W71)","v":0}]
[null,62,null,null,null,null,"",null,null,null,null,null,null,null,null,null,null,null,null,null,null,{"$f":"IF(U72=\"\",\"\",U72*HLOOKUP(D72,'2_メイン'!$AC$17:$BB$19,3,FALSE)/1000)","v":""},1,null,null,null,null,null,null,null,"MJ",{"$f":"SUMIF($H11:$H210,$AC71,BH$11:BH$210)","v":0},{"$f":"SUMIF($H11:$H210,$AC71,BI$11:BI$210)","v":0},0,0,0,0,0,0,0,0,0,0,null,null,{"$f":"IF(I72=\"\",0,I72*HLOOKUP($D72,'2_メイン'!$AC$17:$BB$19,3,FALSE)/1000*$W72)","v":0},{"$f":"IF(J72=\"\",0,J72*HLOOKUP($D72,'2_メイン'!$AC$17:$BB$19,3,FALSE)/1000*$W72)","v":0},{"$f":"IF(K72=\"\",0,K72*HLOOKUP($D72,'2_メイン'!$AC$17:$BB$19,3,FALSE)/1000*$W72)","v":0},{"$f":"IF(L72=\"\",0,L72*HLOOKUP($D72,'2_メイン'!$AC$17:$BB$19,3,FALSE)/1000*$W72)","v":0},{"$f":"IF(M72=\"\",0,M72*HLOOKUP($D72,'2_メイン'!$AC$17:$BB$19,3,FALSE)/1000*$W72)","v":0},{"$f":"IF(N72=\"\",0,N72*HLOOKUP($D72,'2_メイン'!$AC$17:$BB$19,3,FALSE)/1000*$W72)","v":0},{"$f":"IF(O72=\"\",0,O72*HLOOKUP($D72,'2_メイン'!$AC$17:$BB$19,3,FALSE)/1000*$W72)","v":0},{"$f":"IF(P72=\"\",0,P72*HLOOKUP($D72,'2_メイン'!$AC$17:$BB$19,3,FALSE)/1000*$W72)","v":0},{"$f":"IF(Q72=\"\",0,Q72*HLOOKUP($D72,'2_メイン'!$AC$17:$BB$19,3,FALSE)/1000*$W72)","v":0},{"$f":"IF(R72=\"\",0,R72*HLOOKUP($D72,'2_メイン'!$AC$17:$BB$19,3,FALSE)/1000*$W72)","v":0},{"$f":"IF(S72=\"\",0,S72*HLOOKUP($D72,'2_メイン'!$AC$17:$BB$19,3,FALSE)/1000*$W72)","v":0},{"$f":"IF(T72=\"\",0,T72*HLOOKUP($D72,'2_メイン'!$AC$17:$BB$19,3,FALSE)/1000*$W72)","v":0},null,null,{"$f":"IF(I72=\"\",0,I72*HLOOKUP($D72,'2_メイン'!$AC$17:$BB$20,4,FALSE)*$W72)","v":0},{"$f":"IF(J72=\"\",0,J72*HLOOKUP($D72,'2_メイン'!$AC$17:$BB$20,4,FALSE)*$W72)","v":0},{"$f":"IF(K72=\"\",0,K72*HLOOKUP($D72,'2_メイン'!$AC$17:$BB$20,4,FALSE)*$W72)","v":0},{"$f":"IF(L72=\"\",0,L72*HLOOKUP($D72,'2_メイン'!$AC$17:$BB$20,4,FALSE)*$W72)","v":0},{"$f":"IF(M72=\"\",0,M72*HLOOKUP($D72,'2_メイン'!$AC$17:$BB$20,4,FALSE)*$W72)","v":0},{"$f":"IF(N72=\"\",0,N72*HLOOKUP($D72,'2_メイン'!$AC$17:$BB$20,4,FALSE)*$W72)","v":0},{"$f":"IF(O72=\"\",0,O72*HLOOKUP($D72,'2_メイン'!$AC$17:$BB$20,4,FALSE)*$W72)","v":0},{"$f":"IF(P72=\"\",0,P72*HLOOKUP($D72,'2_メイン'!$AC$17:$BB$20,4,FALSE)*$W72)","v":0},{"$f":"IF(Q72=\"\",0,Q72*HLOOKUP($D72,'2_メイン'!$AC$17:$BB$20,4,FALSE)*$W72)","v":0},{"$f":"IF(R72=\"\",0,R72*HLOOKUP($D72,'2_メイン'!$AC$17:$BB$20,4,FALSE)*$W72)","v":0},{"$f":"IF(S72=\"\",0,S72*HLOOKUP($D72,'2_メイン'!$AC$17:$BB$20,4,FALSE)*$W72)","v":0},{"$f":"IF(T72=\"\",0,T72*HLOOKUP($D72,'2_メイン'!$AC$17:$BB$20,4,FALSE)*$W72)","v":0}]
[null,63,null,null,null,null,"",null,null,null,null,null,null,null,null,null,null,null,null,null,null,{"$f":"IF(U73=\"\",\"\",U73*HLOOKUP(D73,'2_メイン'!$AC$17:$BB$19,3,FALSE)/1000)","v":""},1,null,null,null,null,null,null,"入居率",null,{"$f":"IF(SUMIF('7_テナント入居率'!$C$14:$C$43,$AC$71,'7_テナント入居率'!D14:D43)=0,0,SUMIF('7_テナント入居率'!$C$14:$C$43,$AC$71,'7_テナント入居率'!D14:D43))","v":0},{"$f":"IF(SUMIF('7_テナント入居率'!$C$14:$C$43,$AC$71,'7_テナント入居率'!E14:E43)=0,0,SUMIF('7_テナント入居率'!$C$14:$C$43,$AC$71,'7_テナント入居率'!E14:E43))","v":0},{"$f":"IF(SUMIF('7_テナント入居率'!$C$14:$C$43,$AC$71,'7_テナント入居率'!F14:F43)=0,0,SUMIF('7_テナント入居率'!$C$14:$C$43,$AC$71,'7_テナント入居率'!F14:F43))","v":0},{"$f":"IF(SUMIF('7_テナント入居率'!$C$14:$C$43,$AC$71,'7_テナント入居率'!G14:G43)=0,0,SUMIF('7_テナント入居率'!$C$14:$C$43,$AC$71,'7_テナント入居率'!G14:G43))","v":0},{"$f":"IF(SUMIF('7_テナント入居率'!$C$14:$C$43,$AC$71,'7_テナント入居率'!H14:H43)=0,0,SUMIF('7_テナント入居率'!$C$14:$C$43,$AC$71,'7_テナント入居率'!H14:H43))","v":0},{"$f":"IF(SUMIF('7_テナント入居率'!$C$14:$C$43,$AC$71,'7_テナント入居率'!I14:I43)=0,0,SUMIF('7_テナント入居率'!$C$14:$C$43,$AC$71,'7_テナント入居率'!I14:I43))","v":0},{"$f":"IF(SUMIF('7_テナント入居率'!$C$14:$C$43,$AC$71,'7_テナント入居率'!J14:J43)=0,0,SUMIF('7_テナント入居率'!$C$14:$C$43,$AC$71,'7_テナント入居率'!J14:J43))","v":0},{"$f":"IF(SUMIF('7_テナント入居率'!$C$14:$C$43,$AC$71,'7_テナント入居率'!K14:K43)=0,0,SUMIF('7_テナント入居率'!$C$14:$C$43,$AC$71,'7_テナント入居率'!K14:K43))","v":0},{"$f":"IF(SUMIF('7_テナント入居率'!$C$14:$C$43,$AC$71,'7_テナント入居率'!L14:L43)=0,0,SUMIF('7_テナント入居率'!$C$14:$C$43,$AC$71,'7_テナント入居率'!L14:L43))","v":0},{"$f":"IF(SUMIF('7_テナント入居率'!$C$14:$C$43,$AC$71,'7_テナント入居率'!M14:M43)=0,0,SUMIF('7_テナント入居率'!$C$14:$C$43,$AC$71,'7_テナント入居率'!M14:M43))","v":0},{"$f":"IF(SUMIF('7_テナント入居率'!$C$14:$C$43,$AC$71,'7_テナント入居率'!N14:N43)=0,0,SUMIF('7_テナント入居率'!$C$14:$C$43,$AC$71,'7_テナント入居率'!N14:N43))","v":0},{"$f":"IF(SUMIF('7_テナント入居率'!$C$14:$C$43,$AC$71,'7_テナント入居率'!O14:O43)=0,0,SUMIF('7_テナント入居率'!$C$14:$C$43,$AC$71,'7_テナント入居率'!O14:O43))","v":0},null,null,{"$f":"IF(I73=\"\",0,I73*HLOOKUP($D73,'2_メイン'!$AC$17:$BB$19,3,FALSE)/1000*$W73)","v":0},{"$f":"IF(J73=\"\",0,J73*HLOOKUP($D73,'2_メイン'!$AC$17:$BB$19,3,FALSE)/1000*$W73)","v":0},{"$f":"IF(K73=\"\",0,K73*HLOOKUP($D73,'2_メイン'!$AC$17:$BB$19,3,FALSE)/1000*$W73)","v":0},{"$f":"IF(L73=\"\",0,L73*HLOOKUP($D73,'2_メイン'!$AC$17:$BB$19,3,FALSE)/1000*$W73)","v":0},{"$f":"IF(M73=\"\",0,M73*HLOOKUP($D73,'2_メイン'!$AC$17:$BB$19,3,FALSE)/1000*$W73)","v":0},{"$f":"IF(N73=\"\",0,N73*HLOOKUP($D73,'2_メイン'!$AC$17:$BB$19,3,FALSE)/1000*$W73)","v":0},{"$f":"IF(O73=\"\",0,O73*HLOOKUP($D73,'2_メイン'!$AC$17:$BB$19,3,FALSE)/1000*$W73)","v":0},{"$f":"IF(P73=\"\",0,P73*HLOOKUP($D73,'2_メイン'!$AC$17:$BB$19,3,FALSE)/1000*$W73)","v":0},{"$f":"IF(Q73=\"\",0,Q73*HLOOKUP($D73,'2_メイン'!$AC$17:$BB$19,3,FALSE)/1000*$W73)","v":0},{"$f":"IF(R73=\"\",0,R73*HLOOKUP($D73,'2_メイン'!$AC$17:$BB$19,3,FALSE)/1000*$W73)","v":0},{"$f":"IF(S73=\"\",0,S73*HLOOKUP($D73,'2_メイン'!$AC$17:$BB$19,3,FALSE)/1000*$W73)","v":0},{"$f":"IF(T73=\"\",0,T73*HLOOKUP($D73,'2_メイン'!$AC$17:$BB$19,3,FALSE)/1000*$W73)","v":0},null,null,{"$f":"IF(I73=\"\",0,I73*HLOOKUP($D73,'2_メイン'!$AC$17:$BB$20,4,FALSE)*$W73)","v":0},{"$f":"IF(J73=\"\",0,J73*HLOOKUP($D73,'2_メイン'!$AC$17:$BB$20,4,FALSE)*$W73)","v":0},{"$f":"IF(K73=\"\",0,K73*HLOOKUP($D73,'2_メイン'!$AC$17:$BB$20,4,FALSE)*$W73)","v":0},{"$f":"IF(L73=\"\",0,L73*HLOOKUP($D73,'2_メイン'!$AC$17:$BB$20,4,FALSE)*$W73)","v":0},{"$f":"IF(M73=\"\",0,M73*HLOOKUP($D73,'2_メイン'!$AC$17:$BB$20,4,FALSE)*$W73)","v":0},{"$f":"IF(N73=\"\",0,N73*HLOOKUP($D73,'2_メイン'!$AC$17:$BB$20,4,FALSE)*$W73)","v":0},{"$f":"IF(O73=\"\",0,O73*HLOOKUP($D73,'2_メイン'!$AC$17:$BB$20,4,FALSE)*$W73)","v":0},{"$f":"IF(P73=\"\",0,P73*HLOOKUP($D73,'2_メイン'!$AC$17:$BB$20,4,FALSE)*$W73)","v":0},{"$f":"IF(Q73=\"\",0,Q73*HLOOKUP($D73,'2_メイン'!$AC$17:$BB$20,4,FALSE)*$W73)","v":0},{"$f":"IF(R73=\"\",0,R73*HLOOKUP($D73,'2_メイン'!$AC$17:$BB$20,4,FALSE)*$W73)","v":0},{"$f":"IF(S73=\"\",0,S73*HLOOKUP($D73,'2_メイン'!$AC$17:$BB$20,4,FALSE)*$W73)","v":0},{"$f":"IF(T73=\"\",0,T73*HLOOKUP($D73,'2_メイン'!$AC$17:$BB$20,4,FALSE)*$W73)","v":0}]
[null,64,null,null,null,null,"",null,null,null,null,null,null,null,null,null,null,null,null,null,null,{"$f":"IF(U74=\"\",\"\",U74*HLOOKUP(D74,'2_メイン'!$AC$17:$BB$19,3,FALSE)/1000)","v":""},1,null,null,null,null,null,null,"補正後","CO2",{"$f":"IFERROR(AF71*$AV$3/AF73+AF71*$AW$3,0)","v":0},{"$f":"IFERROR(AG71*$AV$3/AG73+AG71*$AW$3,0)","v":0},0,0,0,0,0,0,0,0,0,0,{"$f":"SUM(AF74:AQ74)","v":0},null,{"$f":"IF(I74=\"\",0,I74*HLOOKUP($D74,'2_メイン'!$AC$17:$BB$19,3,FALSE)/1000*$W74)","v":0},{"$f":"IF(J74=\"\",0,J74*HLOOKUP($D74,'2_メイン'!$AC$17:$BB$19,3,FALSE)/1000*$W74)","v":0},{"$f":"IF(K74=\"\",0,K74*HLOOKUP($D74,'2_メイン'!$AC$17:$BB$19,3,FALSE)/1000*$W74)","v":0},{"$f":"IF(L74=\"\",0,L74*HLOOKUP($D74,'2_メイン'!$AC$17:$BB$19,3,FALSE)/1000*$W74)","v":0},{"$f":"IF(M74=\"\",0,M74*HLOOKUP($D74,'2_メイン'!$AC$17:$BB$19,3,FALSE)/1000*$W74)","v":0},{"$f":"IF(N74=\"\",0,N74*HLOOKUP($D74,'2_メイン'!$AC$17:$BB$19,3,FALSE)/1000*$W74)","v":0},{"$f":"IF(O74=\"\",0,O74*HLOOKUP($D74,'2_メイン'!$AC$17:$BB$19,3,FALSE)/1000*$W74)","v":0},{"$f":"IF(P74=\"\",0,P74*HLOOKUP($D74,'2_メイン'!$AC$17:$BB$19,3,FALSE)/1000*$W74)","v":0},{"$f":"IF(Q74=\"\",0,Q74*HLOOKUP($D74,'2_メイン'!$AC$17:$BB$19,3,FALSE)/1000*$W74)","v":0},{"$f":"IF(R74=\"\",0,R74*HLOOKUP($D74,'2_メイン'!$AC$17:$BB$19,3,FALSE)/1000*$W74)","v":0},{"$f":"IF(S74=\"\",0,S74*HLOOKUP($D74,'2_メイン'!$AC$17:$BB$19,3,FALSE)/1000*$W74)","v":0},{"$f":"IF(T74=\"\",0,T74*HLOOKUP($D74,'2_メイン'!$AC$17:$BB$19,3,FALSE)/1000*$W74)","v":0},null,null,{"$f":"IF(I74=\"\",0,I74*HLOOKUP($D74,'2_メイン'!$AC$17:$BB$20,4,FALSE)*$W74)","v":0},{"$f":"IF(J74=\"\",0,J74*HLOOKUP($D74,'2_メイン'!$AC$17:$BB$20,4,FALSE)*$W74)","v":0},{"$f":"IF(K74=\"\",0,K74*HLOOKUP($D74,'2_メイン'!$AC$17:$BB$20,4,FALSE)*$W74)","v":0},{"$f":"IF(L74=\"\",0,L74*HLOOKUP($D74,'2_メイン'!$AC$17:$BB$20,4,FALSE)*$W74)","v":0},{"$f":"IF(M74=\"\",0,M74*HLOOKUP($D74,'2_メイン'!$AC$17:$BB$20,4,FALSE)*$W74)","v":0},{"$f":"IF(N74=\"\",0,N74*HLOOKUP($D74,'2_メイン'!$AC$17:$BB$20,4,FALSE)*$W74)","v":0},{"$f":"IF(O74=\"\",0,O74*HLOOKUP($D74,'2_メイン'!$AC$17:$BB$20,4,FALSE)*$W74)","v":0},{"$f":"IF(P74=\"\",0,P74*HLOOKUP($D74,'2_メイン'!$AC$17:$BB$20,4,FALSE)*$W74)","v":0},{"$f":"IF(Q74=\"\",0,Q74*HLOOKUP($D74,'2_メイン'!$AC$17:$BB$20,4,FALSE)*$W74)","v":0},{"$f":"IF(R74=\"\",0,R74*HLOOKUP($D74,'2_メイン'!$AC$17:$BB$20,4,FALSE)*$W74)","v":0},{"$f":"IF(S74=\"\",0,S74*HLOOKUP($D74,'2_メイン'!$AC$17:$BB$20,4,FALSE)*$W74)","v":0},{"$f":"IF(T74=\"\",0,T74*HLOOKUP($D74,'2_メイン'!$AC$17:$BB$20,4,FALSE)*$W74)","v":0}]
[null,65,null,null,null,null,{"$f":"IF(D75=\"\",\"\",HLOOKUP(D75,$BQ$1:$CP$2,2,FALSE))","v":""},null,null,null,null,null,null,null,null,null,null,null,null,null,null,{"$f":"IF(U75=\"\",\"\",U75*HLOOKUP(D75,'2_メイン'!$AC$17:$BB$19,3,FALSE)/1000)","v":""},1,null,null,null,null,null,null,null,"MJ",{"$f":"IFERROR(AF72*$AV$3/AF73+AF72*$AW$3,0)","v":0},{"$f":"IFERROR(AG72*$AV$3/AG73+AG72*$AW$3,0)","v":0},0,0,0,0,0,0,0,0,0,0,{"$f":"SUM(AF75:AQ75)","v":0},null,{"$f":"IF(I75=\"\",0,I75*HLOOKUP($D75,'2_メイン'!$AC$17:$BB$19,3,FALSE)/1000*$W75)","v":0},{"$f":"IF(J75=\"\",0,J75*HLOOKUP($D75,'2_メイン'!$AC$17:$BB$19,3,FALSE)/1000*$W75)","v":0},{"$f":"IF(K75=\"\",0,K75*HLOOKUP($D75,'2_メイン'!$AC$17:$BB$19,3,FALSE)/1000*$W75)","v":0},{"$f":"IF(L75=\"\",0,L75*HLOOKUP($D75,'2_メイン'!$AC$17:$BB$19,3,FALSE)/1000*$W75)","v":0},{"$f":"IF(M75=\"\",0,M75*HLOOKUP($D75,'2_メイン'!$AC$17:$BB$19,3,FALSE)/1000*$W75)","v":0},{"$f":"IF(N75=\"\",0,N75*HLOOKUP($D75,'2_メイン'!$AC$17:$BB$19,3,FALSE)/1000*$W75)","v":0},{"$f":"IF(O75=\"\",0,O75*HLOOKUP($D75,'2_メイン'!$AC$17:$BB$19,3,FALSE)/1000*$W75)","v":0},{"$f":"IF(P75=\"\",0,P75*HLOOKUP($D75,'2_メイン'!$AC$17:$BB$19,3,FALSE)/1000*$W75)","v":0},{"$f":"IF(Q75=\"\",0,Q75*HLOOKUP($D75,'2_メイン'!$AC$17:$BB$19,3,FALSE)/1000*$W75)","v":0},{"$f":"IF(R75=\"\",0,R75*HLOOKUP($D75,'2_メイン'!$AC$17:$BB$19,3,FALSE)/1000*$W75)","v":0},{"$f":"IF(S75=\"\",0,S75*HLOOKUP($D75,'2_メイン'!$AC$17:$BB$19,3,FALSE)/1000*$W75)","v":0},{"$f":"IF(T75=\"\",0,T75*HLOOKUP($D75,'2_メイン'!$AC$17:$BB$19,3,FALSE)/1000*$W75)","v":0},null,null,{"$f":"IF(I75=\"\",0,I75*HLOOKUP($D75,'2_メイン'!$AC$17:$BB$20,4,FALSE)*$W75)","v":0},{"$f":"IF(J75=\"\",0,J75*HLOOKUP($D75,'2_メイン'!$AC$17:$BB$20,4,FALSE)*$W75)","v":0},{"$f":"IF(K75=\"\",0,K75*HLOOKUP($D75,'2_メイン'!$AC$17:$BB$20,4,FALSE)*$W75)","v":0},{"$f":"IF(L75=\"\",0,L75*HLOOKUP($D75,'2_メイン'!$AC$17:$BB$20,4,FALSE)*$W75)","v":0},{"$f":"IF(M75=\"\",0,M75*HLOOKUP($D75,'2_メイン'!$AC$17:$BB$20,4,FALSE)*$W75)","v":0},{"$f":"IF(N75=\"\",0,N75*HLOOKUP($D75,'2_メイン'!$AC$17:$BB$20,4,FALSE)*$W75)","v":0},{"$f":"IF(O75=\"\",0,O75*HLOOKUP($D75,'2_メイン'!$AC$17:$BB$20,4,FALSE)*$W75)","v":0},{"$f":"IF(P75=\"\",0,P75*HLOOKUP($D75,'2_メイン'!$AC$17:$BB$20,4,FALSE)*$W75)","v":0},{"$f":"IF(Q75=\"\",0,Q75*HLOOKUP($D75,'2_メイン'!$AC$17:$BB$20,4,FALSE)*$W75)","v":0},{"$f":"IF(R75=\"\",0,R75*HLOOKUP($D75,'2_メイン'!$AC$17:$BB$20,4,FALSE)*$W75)","v":0},{"$f":"IF(S75=\"\",0,S75*HLOOKUP($D75,'2_メイン'!$AC$17:$BB$20,4,FALSE)*$W75)","v":0},{"$f":"IF(T75=\"\",0,T75*HLOOKUP($D75,'2_メイン'!$AC$17:$BB$20,4,FALSE)*$W75)","v":0}]
[null,66,null,null,null,null,"",null,null,null,null,null,null,null,null,null,null,null,null,null,null,{"$f":"IF(U76=\"\",\"\",U76*HLOOKUP(D76,'2_メイン'!$AC$17:$BB$19,3,FALSE)/1000)","v":""},{"$f":"IF(F76=\"\",1,-1)","v":1},null,null,null,null,null,null,"エネルギー月別割合",null,{"$f":"IF(AF73>0,AI$3,0)","v":0},{"$f":"IF(AG73>0,AJ$3,0)","v":0},0,0,0,0,0,0,0,0,0,0,{"$f":"SUM(AF76:AQ76)","v":0},null,{"$f":"IF(I76=\"\",0,I76*HLOOKUP($D76,'2_メイン'!$AC$17:$BB$19,3,FALSE)/1000*$W76)","v":0},{"$f":"IF(J76=\"\",0,J76*HLOOKUP($D76,'2_メイン'!$AC$17:$BB$19,3,FALSE)/1000*$W76)","v":0},{"$f":"IF(K76=\"\",0,K76*HLOOKUP($D76,'2_メイン'!$AC$17:$BB$19,3,FALSE)/1000*$W76)","v":0},{"$f":"IF(L76=\"\",0,L76*HLOOKUP($D76,'2_メイン'!$AC$17:$BB$19,3,FALSE)/1000*$W76)","v":0},{"$f":"IF(M76=\"\",0,M76*HLOOKUP($D76,'2_メイン'!$AC$17:$BB$19,3,FALSE)/1000*$W76)","v":0},{"$f":"IF(N76=\"\",0,N76*HLOOKUP($D76,'2_メイン'!$AC$17:$BB$19,3,FALSE)/1000*$W76)","v":0},{"$f":"IF(O76=\"\",0,O76*HLOOKUP($D76,'2_メイン'!$AC$17:$BB$19,3,FALSE)/1000*$W76)","v":0},{"$f":"IF(P76=\"\",0,P76*HLOOKUP($D76,'2_メイン'!$AC$17:$BB$19,3,FALSE)/1000*$W76)","v":0},{"$f":"IF(Q76=\"\",0,Q76*HLOOKUP($D76,'2_メイン'!$AC$17:$BB$19,3,FALSE)/1000*$W76)","v":0},{"$f":"IF(R76=\"\",0,R76*HLOOKUP($D76,'2_メイン'!$AC$17:$BB$19,3,FALSE)/1000*$W76)","v":0},{"$f":"IF(S76=\"\",0,S76*HLOOKUP($D76,'2_メイン'!$AC$17:$BB$19,3,FALSE)/1000*$W76)","v":0},{"$f":"IF(T76=\"\",0,T76*HLOOKUP($D76,'2_メイン'!$AC$17:$BB$19,3,FALSE)/1000*$W76)","v":0},null,null,{"$f":"IF(I76=\"\",0,I76*HLOOKUP($D76,'2_メイン'!$AC$17:$BB$20,4,FALSE)*$W76)","v":0},{"$f":"IF(J76=\"\",0,J76*HLOOKUP($D76,'2_メイン'!$AC$17:$BB$20,4,FALSE)*$W76)","v":0},{"$f":"IF(K76=\"\",0,K76*HLOOKUP($D76,'2_メイン'!$AC$17:$BB$20,4,FALSE)*$W76)","v":0},{"$f":"IF(L76=\"\",0,L76*HLOOKUP($D76,'2_メイン'!$AC$17:$BB$20,4,FALSE)*$W76)","v":0},{"$f":"IF(M76=\"\",0,M76*HLOOKUP($D76,'2_メイン'!$AC$17:$BB$20,4,FALSE)*$W76)","v":0},{"$f":"IF(N76=\"\",0,N76*HLOOKUP($D76,'2_メイン'!$AC$17:$BB$20,4,FALSE)*$W76)","v":0},{"$f":"IF(O76=\"\",0,O76*HLOOKUP($D76,'2_メイン'!$AC$17:$BB$20,4,FALSE)*$W76)","v":0},{"$f":"IF(P76=\"\",0,P76*HLOOKUP($D76,'2_メイン'!$AC$17:$BB$20,4,FALSE)*$W76)","v":0},{"$f":"IF(Q76=\"\",0,Q76*HLOOKUP($D76,'2_メイン'!$AC$17:$BB$20,4,FALSE)*$W76)","v":0},{"$f":"IF(R76=\"\",0,R76*HLOOKUP($D76,'2_メイン'!$AC$17:$BB$20,4,FALSE)*$W76)","v":0},{"$f":"IF(S76=\"\",0,S76*HLOOKUP($D76,'2_メイン'!$AC$17:$BB$20,4,FALSE)*$W76)","v":0},{"$f":"IF(T76=\"\",0,T76*HLOOKUP($D76,'2_メイン'!$AC$17:$BB$20,4,FALSE)*$W76)","v":0}]
[null,67,null,null,null,null,"",null,null,null,null,null,null,null,null,null,null,null,null,null,null,{"$f":"IF(U77=\"\",\"\",U77*HLOOKUP(D77,'2_メイン'!$AC$17:$BB$19,3,FALSE)/1000)","v":""},1,null,null,null,null,null,null,"入居率0の場合の補正値","CO2",{"$f":"IFERROR(IF(AF76>0,0,$AR$74/$AR$76*AI3),0)","v":0},{"$f":"IFERROR(IF(AG76>0,0,$AR$74/$AR$76*AJ3),0)","v":0},0,0,0,0,0,0,0,0,0,0,null,null,{"$f":"IF(I77=\"\",0,I77*HLOOKUP($D77,'2_メイン'!$AC$17:$BB$19,3,FALSE)/1000*$W77)","v":0},{"$f":"IF(J77=\"\",0,J77*HLOOKUP($D77,'2_メイン'!$AC$17:$BB$19,3,FALSE)/1000*$W77)","v":0},{"$f":"IF(K77=\"\",0,K77*HLOOKUP($D77,'2_メイン'!$AC$17:$BB$19,3,FALSE)/1000*$W77)","v":0},{"$f":"IF(L77=\"\",0,L77*HLOOKUP($D77,'2_メイン'!$AC$17:$BB$19,3,FALSE)/1000*$W77)","v":0},{"$f":"IF(M77=\"\",0,M77*HLOOKUP($D77,'2_メイン'!$AC$17:$BB$19,3,FALSE)/1000*$W77)","v":0},{"$f":"IF(N77=\"\",0,N77*HLOOKUP($D77,'2_メイン'!$AC$17:$BB$19,3,FALSE)/1000*$W77)","v":0},{"$f":"IF(O77=\"\",0,O77*HLOOKUP($D77,'2_メイン'!$AC$17:$BB$19,3,FALSE)/1000*$W77)","v":0},{"$f":"IF(P77=\"\",0,P77*HLOOKUP($D77,'2_メイン'!$AC$17:$BB$19,3,FALSE)/1000*$W77)","v":0},{"$f":"IF(Q77=\"\",0,Q77*HLOOKUP($D77,'2_メイン'!$AC$17:$BB$19,3,FALSE)/1000*$W77)","v":0},{"$f":"IF(R77=\"\",0,R77*HLOOKUP($D77,'2_メイン'!$AC$17:$BB$19,3,FALSE)/1000*$W77)","v":0},{"$f":"IF(S77=\"\",0,S77*HLOOKUP($D77,'2_メイン'!$AC$17:$BB$19,3,FALSE)/1000*$W77)","v":0},{"$f":"IF(T77=\"\",0,T77*HLOOKUP($D77,'2_メイン'!$AC$17:$BB$19,3,FALSE)/1000*$W77)","v":0},null,null,{"$f":"IF(I77=\"\",0,I77*HLOOKUP($D77,'2_メイン'!$AC$17:$BB$20,4,FALSE)*$W77)","v":0},{"$f":"IF(J77=\"\",0,J77*HLOOKUP($D77,'2_メイン'!$AC$17:$BB$20,4,FALSE)*$W77)","v":0},{"$f":"IF(K77=\"\",0,K77*HLOOKUP($D77,'2_メイン'!$AC$17:$BB$20,4,FALSE)*$W77)","v":0},{"$f":"IF(L77=\"\",0,L77*HLOOKUP($D77,'2_メイン'!$AC$17:$BB$20,4,FALSE)*$W77)","v":0},{"$f":"IF(M77=\"\",0,M77*HLOOKUP($D77,'2_メイン'!$AC$17:$BB$20,4,FALSE)*$W77)","v":0},{"$f":"IF(N77=\"\",0,N77*HLOOKUP($D77,'2_メイン'!$AC$17:$BB$20,4,FALSE)*$W77)","v":0},{"$f":"IF(O77=\"\",0,O77*HLOOKUP($D77,'2_メイン'!$AC$17:$BB$20,4,FALSE)*$W77)","v":0},{"$f":"IF(P77=\"\",0,P77*HLOOKUP($D77,'2_メイン'!$AC$17:$BB$20,4,FALSE)*$W77)","v":0},{"$f":"IF(Q77=\"\",0,Q77*HLOOKUP($D77,'2_メイン'!$AC$17:$BB$20,4,FALSE)*$W77)","v":0},{"$f":"IF(R77=\"\",0,R77*HLOOKUP($D77,'2_メイン'!$AC$17:$BB$20,4,FALSE)*$W77)","v":0},{"$f":"IF(S77=\"\",0,S77*HLOOKUP($D77,'2_メイン'!$AC$17:$BB$20,4,FALSE)*$W77)","v":0},{"$f":"IF(T77=\"\",0,T77*HLOOKUP($D77,'2_メイン'!$AC$17:$BB$20,4,FALSE)*$W77)","v":0}]
[null,68,null,null,null,null,"",null,null,null,null,null,null,null,null,null,null,null,null,null,null,{"$f":"IF(U78=\"\",\"\",U78*HLOOKUP(D78,'2_メイン'!$AC$17:$BB$19,3,FALSE)/1000)","v":""},1,null,null,null,null,null,null,null,"MJ",{"$f":"IFERROR(IF(AF76>0,0,$AR$75/$AR$76*AI3),0)","v":0},{"$f":"IFERROR(IF(AG76>0,0,$AR$75/$AR$76*AJ3),0)","v":0},0,0,0,0,0,0,0,0,0,0,null,null,{"$f":"IF(I78=\"\",0,I78*HLOOKUP($D78,'2_メイン'!$AC$17:$BB$19,3,FALSE)/1000*$W78)","v":0},{"$f":"IF(J78=\"\",0,J78*HLOOKUP($D78,'2_メイン'!$AC$17:$BB$19,3,FALSE)/1000*$W78)","v":0},{"$f":"IF(K78=\"\",0,K78*HLOOKUP($D78,'2_メイン'!$AC$17:$BB$19,3,FALSE)/1000*$W78)","v":0},{"$f":"IF(L78=\"\",0,L78*HLOOKUP($D78,'2_メイン'!$AC$17:$BB$19,3,FALSE)/1000*$W78)","v":0},{"$f":"IF(M78=\"\",0,M78*HLOOKUP($D78,'2_メイン'!$AC$17:$BB$19,3,FALSE)/1000*$W78)","v":0},{"$f":"IF(N78=\"\",0,N78*HLOOKUP($D78,'2_メイン'!$AC$17:$BB$19,3,FALSE)/1000*$W78)","v":0},{"$f":"IF(O78=\"\",0,O78*HLOOKUP($D78,'2_メイン'!$AC$17:$BB$19,3,FALSE)/1000*$W78)","v":0},{"$f":"IF(P78=\"\",0,P78*HLOOKUP($D78,'2_メイン'!$AC$17:$BB$19,3,FALSE)/1000*$W78)","v":0},{"$f":"IF(Q78=\"\",0,Q78*HLOOKUP($D78,'2_メイン'!$AC$17:$BB$19,3,FALSE)/1000*$W78)","v":0},{"$f":"IF(R78=\"\",0,R78*HLOOKUP($D78,'2_メイン'!$AC$17:$BB$19,3,FALSE)/1000*$W78)","v":0},{"$f":"IF(S78=\"\",0,S78*HLOOKUP($D78,'2_メイン'!$AC$17:$BB$19,3,FALSE)/1000*$W78)","v":0},{"$f":"IF(T78=\"\",0,T78*HLOOKUP($D78,'2_メイン'!$AC$17:$BB$19,3,FALSE)/1000*$W78)","v":0},null,null,{"$f":"IF(I78=\"\",0,I78*HLOOKUP($D78,'2_メイン'!$AC$17:$BB$20,4,FALSE)*$W78)","v":0},{"$f":"IF(J78=\"\",0,J78*HLOOKUP($D78,'2_メイン'!$AC$17:$BB$20,4,FALSE)*$W78)","v":0},{"$f":"IF(K78=\"\",0,K78*HLOOKUP($D78,'2_メイン'!$AC$17:$BB$20,4,FALSE)*$W78)","v":0},{"$f":"IF(L78=\"\",0,L78*HLOOKUP($D78,'2_メイン'!$AC$17:$BB$20,4,FALSE)*$W78)","v":0},{"$f":"IF(M78=\"\",0,M78*HLOOKUP($D78,'2_メイン'!$AC$17:$BB$20,4,FALSE)*$W78)","v":0},{"$f":"IF(N78=\"\",0,N78*HLOOKUP($D78,'2_メイン'!$AC$17:$BB$20,4,FALSE)*$W78)","v":0},{"$f":"IF(O78=\"\",0,O78*HLOOKUP($D78,'2_メイン'!$AC$17:$BB$20,4,FALSE)*$W78)","v":0},{"$f":"IF(P78=\"\",0,P78*HLOOKUP($D78,'2_メイン'!$AC$17:$BB$20,4,FALSE)*$W78)","v":0},{"$f":"IF(Q78=\"\",0,Q78*HLOOKUP($D78,'2_メイン'!$AC$17:$BB$20,4,FALSE)*$W78)","v":0},{"$f":"IF(R78=\"\",0,R78*HLOOKUP($D78,'2_メイン'!$AC$17:$BB$20,4,FALSE)*$W78)","v":0},{"$f":"IF(S78=\"\",0,S78*HLOOKUP($D78,'2_メイン'!$AC$17:$BB$20,4,FALSE)*$W78)","v":0},{"$f":"IF(T78=\"\",0,T78*HLOOKUP($D78,'2_メイン'!$AC$17:$BB$20,4,FALSE)*$W78)","v":0}]
[null,69,null,null,null,null,"",null,null,null,null,null,null,null,null,null,null,null,null,null,null,{"$f":"IF(U79=\"\",\"\",U79*HLOOKUP(D79,'2_メイン'!$AC$17:$BB$19,3,FALSE)/1000)","v":""},1,null,null,null,null,null,null,"採用値","CO2",{"$f":"AF74+AF77","v":0},{"$f":"AG74+AG77","v":0},0,0,0,0,0,0,0,0,0,0,{"$f":"SUM(AF79:AQ79)","v":0},null,{"$f":"IF(I79=\"\",0,I79*HLOOKUP($D79,'2_メイン'!$AC$17:$BB$19,3,FALSE)/1000*$W79)","v":0},{"$f":"IF(J79=\"\",0,J79*HLOOKUP($D79,'2_メイン'!$AC$17:$BB$19,3,FALSE)/1000*$W79)","v":0},{"$f":"IF(K79=\"\",0,K79*HLOOKUP($D79,'2_メイン'!$AC$17:$BB$19,3,FALSE)/1000*$W79)","v":0},{"$f":"IF(L79=\"\",0,L79*HLOOKUP($D79,'2_メイン'!$AC$17:$BB$19,3,FALSE)/1000*$W79)","v":0},{"$f":"IF(M79=\"\",0,M79*HLOOKUP($D79,'2_メイン'!$AC$17:$BB$19,3,FALSE)/1000*$W79)","v":0},{"$f":"IF(N79=\"\",0,N79*HLOOKUP($D79,'2_メイン'!$AC$17:$BB$19,3,FALSE)/1000*$W79)","v":0},{"$f":"IF(O79=\"\",0,O79*HLOOKUP($D79,'2_メイン'!$AC$17:$BB$19,3,FALSE)/1000*$W79)","v":0},{"$f":"IF(P79=\"\",0,P79*HLOOKUP($D79,'2_メイン'!$AC$17:$BB$19,3,FALSE)/1000*$W79)","v":0},{"$f":"IF(Q79=\"\",0,Q79*HLOOKUP($D79,'2_メイン'!$AC$17:$BB$19,3,FALSE)/1000*$W79)","v":0},{"$f":"IF(R79=\"\",0,R79*HLOOKUP($D79,'2_メイン'!$AC$17:$BB$19,3,FALSE)/1000*$W79)","v":0},{"$f":"IF(S79=\"\",0,S79*HLOOKUP($D79,'2_メイン'!$AC$17:$BB$19,3,FALSE)/1000*$W79)","v":0},{"$f":"IF(T79=\"\",0,T79*HLOOKUP($D79,'2_メイン'!$AC$17:$BB$19,3,FALSE)/1000*$W79)","v":0},null,null,{"$f":"IF(I79=\"\",0,I79*HLOOKUP($D79,'2_メイン'!$AC$17:$BB$20,4,FALSE)*$W79)","v":0},{"$f":"IF(J79=\"\",0,J79*HLOOKUP($D79,'2_メイン'!$AC$17:$BB$20,4,FALSE)*$W79)","v":0},{"$f":"IF(K79=\"\",0,K79*HLOOKUP($D79,'2_メイン'!$AC$17:$BB$20,4,FALSE)*$W79)","v":0},{"$f":"IF(L79=\"\",0,L79*HLOOKUP($D79,'2_メイン'!$AC$17:$BB$20,4,FALSE)*$W79)","v":0},{"$f":"IF(M79=\"\",0,M79*HLOOKUP($D79,'2_メイン'!$AC$17:$BB$20,4,FALSE)*$W79)","v":0},{"$f":"IF(N79=\"\",0,N79*HLOOKUP($D79,'2_メイン'!$AC$17:$BB$20,4,FALSE)*$W79)","v":0},{"$f":"IF(O79=\"\",0,O79*HLOOKUP($D79,'2_メイン'!$AC$17:$BB$20,4,FALSE)*$W79)","v":0},{"$f":"IF(P79=\"\",0,P79*HLOOKUP($D79,'2_メイン'!$AC$17:$BB$20,4,FALSE)*$W79)","v":0},{"$f":"IF(Q79=\"\",0,Q79*HLOOKUP($D79,'2_メイン'!$AC$17:$BB$20,4,FALSE)*$W79)","v":0},{"$f":"IF(R79=\"\",0,R79*HLOOKUP($D79,'2_メイン'!$AC$17:$BB$20,4,FALSE)*$W79)","v":0},{"$f":"IF(S79=\"\",0,S79*HLOOKUP($D79,'2_メイン'!$AC$17:$BB$20,4,FALSE)*$W79)","v":0},{"$f":"IF(T79=\"\",0,T79*HLOOKUP($D79,'2_メイン'!$AC$17:$BB$20,4,FALSE)*$W79)","v":0}]
[null,70,null,null,null,null,"",null,null,null,null,null,null,null,null,null,null,null,null,null,null,{"$f":"IF(U80=\"\",\"\",U80*HLOOKUP(D80,'2_メイン'!$AC$17:$BB$19,3,FALSE)/1000)","v":""},1,null,null,null,null,null,null,null,"MJ",{"$f":"AF75+AF78","v":0},{"$f":"AG75+AG78","v":0},0,0,0,0,0,0,0,0,0,0,{"$f":"SUM(AF80:AQ80)","v":0},null,{"$f":"IF(I80=\"\",0,I80*HLOOKUP($D80,'2_メイン'!$AC$17:$BB$19,3,FALSE)/1000*$W80)","v":0},{"$f":"IF(J80=\"\",0,J80*HLOOKUP($D80,'2_メイン'!$AC$17:$BB$19,3,FALSE)/1000*$W80)","v":0},{"$f":"IF(K80=\"\",0,K80*HLOOKUP($D80,'2_メイン'!$AC$17:$BB$19,3,FALSE)/1000*$W80)","v":0},{"$f":"IF(L80=\"\",0,L80*HLOOKUP($D80,'2_メイン'!$AC$17:$BB$19,3,FALSE)/1000*$W80)","v":0},{"$f":"IF(M80=\"\",0,M80*HLOOKUP($D80,'2_メイン'!$AC$17:$BB$19,3,FALSE)/1000*$W80)","v":0},{"$f":"IF(N80=\"\",0,N80*HLOOKUP($D80,'2_メイン'!$AC$17:$BB$19,3,FALSE)/1000*$W80)","v":0},{"$f":"IF(O80=\"\",0,O80*HLOOKUP($D80,'2_メイン'!$AC$17:$BB$19,3,FALSE)/1000*$W80)","v":0},{"$f":"IF(P80=\"\",0,P80*HLOOKUP($D80,'2_メイン'!$AC$17:$BB$19,3,FALSE)/1000*$W80)","v":0},{"$f":"IF(Q80=\"\",0,Q80*HLOOKUP($D80,'2_メイン'!$AC$17:$BB$19,3,FALSE)/1000*$W80)","v":0},{"$f":"IF(R80=\"\",0,R80*HLOOKUP($D80,'2_メイン'!$AC$17:$BB$19,3,FALSE)/1000*$W80)","v":0},{"$f":"IF(S80=\"\",0,S80*HLOOKUP($D80,'2_メイン'!$AC$17:$BB$19,3,FALSE)/1000*$W80)","v":0},{"$f":"IF(T80=\"\",0,T80*HLOOKUP($D80,'2_メイン'!$AC$17:$BB$19,3,FALSE)/1000*$W80)","v":0},null,null,{"$f":"IF(I80=\"\",0,I80*HLOOKUP($D80,'2_メイン'!$AC$17:$BB$20,4,FALSE)*$W80)","v":0},{"$f":"IF(J80=\"\",0,J80*HLOOKUP($D80,'2_メイン'!$AC$17:$BB$20,4,FALSE)*$W80)","v":0},{"$f":"IF(K80=\"\",0,K80*HLOOKUP($D80,'2_メイン'!$AC$17:$BB$20,4,FALSE)*$W80)","v":0},{"$f":"IF(L80=\"\",0,L80*HLOOKUP($D80,'2_メイン'!$AC$17:$BB$20,4,FALSE)*$W80)","v":0},{"$f":"IF(M80=\"\",0,M80*HLOOKUP($D80,'2_メイン'!$AC$17:$BB$20,4,FALSE)*$W80)","v":0},{"$f":"IF(N80=\"\",0,N80*HLOOKUP($D80,'2_メイン'!$AC$17:$BB$20,4,FALSE)*$W80)","v":0},{"$f":"IF(O80=\"\",0,O80*HLOOKUP($D80,'2_メイン'!$AC$17:$BB$20,4,FALSE)*$W80)","v":0},{"$f":"IF(P80=\"\",0,P80*HLOOKUP($D80,'2_メイン'!$AC$17:$BB$20,4,FALSE)*$W80)","v":0},{"$f":"IF(Q80=\"\",0,Q80*HLOOKUP($D80,'2_メイン'!$AC$17:$BB$20,4,FALSE)*$W80)","v":0},{"$f":"IF(R80=\"\",0,R80*HLOOKUP($D80,'2_メイン'!$AC$17:$BB$20,4,FALSE)*$W80)","v":0},{"$f":"IF(S80=\"\",0,S80*HLOOKUP($D80,'2_メイン'!$AC$17:$BB$20,4,FALSE)*$W80)","v":0},{"$f":"IF(T80=\"\",0,T80*HLOOKUP($D80,'2_メイン'!$AC$17:$BB$20,4,FALSE)*$W80)","v":0}]
[null,71,null,null,null,null,"",null,null,null,null,null,null,null,null,null,null,null,null,null,null,{"$f":"IF(U81=\"\",\"\",U81*HLOOKUP(D81,'2_メイン'!$AC$17:$BB$19,3,FALSE)/1000)","v":""},1,null,null,null,null,null,2022,"補正前","CO2",{"$f":"SUMIF($H11:$H210,$AC81,AT$11:AT$210)","v":0},{"$f":"SUMIF($H11:$H210,$AC81,AU$11:AU$210)","v":0},0,0,0,0,0,0,0,0,0,0,null,null,{"$f":"IF(I81=\"\",0,I81*HLOOKUP($D81,'2_メイン'!$AC$17:$BB$19,3,FALSE)/1000*$W81)","v":0},{"$f":"IF(J81=\"\",0,J81*HLOOKUP($D81,'2_メイン'!$AC$17:$BB$19,3,FALSE)/1000*$W81)","v":0},{"$f":"IF(K81=\"\",0,K81*HLOOKUP($D81,'2_メイン'!$AC$17:$BB$19,3,FALSE)/1000*$W81)","v":0},{"$f":"IF(L81=\"\",0,L81*HLOOKUP($D81,'2_メイン'!$AC$17:$BB$19,3,FALSE)/1000*$W81)","v":0},{"$f":"IF(M81=\"\",0,M81*HLOOKUP($D81,'2_メイン'!$AC$17:$BB$19,3,FALSE)/1000*$W81)","v":0},{"$f":"IF(N81=\"\",0,N81*HLOOKUP($D81,'2_メイン'!$AC$17:$BB$19,3,FALSE)/1000*$W81)","v":0},{"$f":"IF(O81=\"\",0,O81*HLOOKUP($D81,'2_メイン'!$AC$17:$BB$19,3,FALSE)/1000*$W81)","v":0},{"$f":"IF(P81=\"\",0,P81*HLOOKUP($D81,'2_メイン'!$AC$17:$BB$19,3,FALSE)/1000*$W81)","v":0},{"$f":"IF(Q81=\"\",0,Q81*HLOOKUP($D81,'2_メイン'!$AC$17:$BB$19,3,FALSE)/1000*$W81)","v":0},{"$f":"IF(R81=\"\",0,R81*HLOOKUP($D81,'2_メイン'!$AC$17:$BB$19,3,FALSE)/1000*$W81)","v":0},{"$f":"IF(S81=\"\",0,S81*HLOOKUP($D81,'2_メイン'!$AC$17:$BB$19,3,FALSE)/1000*$W81)","v":0},{"$f":"IF(T81=\"\",0,T81*HLOOKUP($D81,'2_メイン'!$AC$17:$BB$19,3,FALSE)/1000*$W81)","v":0},null,null,{"$f":"IF(I81=\"\",0,I81*HLOOKUP($D81,'2_メイン'!$AC$17:$BB$20,4,FALSE)*$W81)","v":0},{"$f":"IF(J81=\"\",0,J81*HLOOKUP($D81,'2_メイン'!$AC$17:$BB$20,4,FALSE)*$W81)","v":0},{"$f":"IF(K81=\"\",0,K81*HLOOKUP($D81,'2_メイン'!$AC$17:$BB$20,4,FALSE)*$W81)","v":0},{"$f":"IF(L81=\"\",0,L81*HLOOKUP($D81,'2_メイン'!$AC$17:$BB$20,4,FALSE)*$W81)","v":0},{"$f":"IF(M81=\"\",0,M81*HLOOKUP($D81,'2_メイン'!$AC$17:$BB$20,4,FALSE)*$W81)","v":0},{"$f":"IF(N81=\"\",0,N81*HLOOKUP($D81,'2_メイン'!$AC$17:$BB$20,4,FALSE)*$W81)","v":0},{"$f":"IF(O81=\"\",0,O81*HLOOKUP($D81,'2_メイン'!$AC$17:$BB$20,4,FALSE)*$W81)","v":0},{"$f":"IF(P81=\"\",0,P81*HLOOKUP($D81,'2_メイン'!$AC$17:$BB$20,4,FALSE)*$W81)","v":0},{"$f":"IF(Q81=\"\",0,Q81*HLOOKUP($D81,'2_メイン'!$AC$17:$BB$20,4,FALSE)*$W81)","v":0},{"$f":"IF(R81=\"\",0,R81*HLOOKUP($D81,'2_メイン'!$AC$17:$BB$20,4,FALSE)*$W81)","v":0},{"$f":"IF(S81=\"\",0,S81*HLOOKUP($D81,'2_メイン'!$AC$17:$BB$20,4,FALSE)*$W81)","v":0},{"$f":"IF(T81=\"\",0,T81*HLOOKUP($D81,'2_メイン'!$AC$17:$BB$20,4,FALSE)*$W81)","v":0}]
[null,72,null,null,null,null,"",null,null,null,null,null,null,null,null,null,null,null,null,null,null,{"$f":"IF(U82=\"\",\"\",U82*HLOOKUP(D82,'2_メイン'!$AC$17:$BB$19,3,FALSE)/1000)","v":""},1,null,null,null,null,null,null,null,"MJ",{"$f":"SUMIF($H11:$H210,$AC81,BH$11:BH$210)","v":0},{"$f":"SUMIF($H11:$H210,$AC81,BI$11:BI$210)","v":0},0,0,0,0,0,0,0,0,0,0,null,null,{"$f":"IF(I82=\"\",0,I82*HLOOKUP($D82,'2_メイン'!$AC$17:$BB$19,3,FALSE)/1000*$W82)","v":0},{"$f":"IF(J82=\"\",0,J82*HLOOKUP($D82,'2_メイン'!$AC$17:$BB$19,3,FALSE)/1000*$W82)","v":0},{"$f":"IF(K82=\"\",0,K82*HLOOKUP($D82,'2_メイン'!$AC$17:$BB$19,3,FALSE)/1000*$W82)","v":0},{"$f":"IF(L82=\"\",0,L82*HLOOKUP($D82,'2_メイン'!$AC$17:$BB$19,3,FALSE)/1000*$W82)","v":0},{"$f":"IF(M82=\"\",0,M82*HLOOKUP($D82,'2_メイン'!$AC$17:$BB$19,3,FALSE)/1000*$W82)","v":0},{"$f":"IF(N82=\"\",0,N82*HLOOKUP($D82,'2_メイン'!$AC$17:$BB$19,3,FALSE)/1000*$W82)","v":0},{"$f":"IF(O82=\"\",0,O82*HLOOKUP($D82,'2_メイン'!$AC$17:$BB$19,3,FALSE)/1000*$W82)","v":0},{"$f":"IF(P82=\"\",0,P82*HLOOKUP($D82,'2_メイン'!$AC$17:$BB$19,3,FALSE)/1000*$W82)","v":0},{"$f":"IF(Q82=\"\",0,Q82*HLOOKUP($D82,'2_メイン'!$AC$17:$BB$19,3,FALSE)/1000*$W82)","v":0},{"$f":"IF(R82=\"\",0,R82*HLOOKUP($D82,'2_メイン'!$AC$17:$BB$19,3,FALSE)/1000*$W82)","v":0},{"$f":"IF(S82=\"\",0,S82*HLOOKUP($D82,'2_メイン'!$AC$17:$BB$19,3,FALSE)/1000*$W82)","v":0},{"$f":"IF(T82=\"\",0,T82*HLOOKUP($D82,'2_メイン'!$AC$17:$BB$19,3,FALSE)/1000*$W82)","v":0},null,null,{"$f":"IF(I82=\"\",0,I82*HLOOKUP($D82,'2_メイン'!$AC$17:$BB$20,4,FALSE)*$W82)","v":0},{"$f":"IF(J82=\"\",0,J82*HLOOKUP($D82,'2_メイン'!$AC$17:$BB$20,4,FALSE)*$W82)","v":0},{"$f":"IF(K82=\"\",0,K82*HLOOKUP($D82,'2_メイン'!$AC$17:$BB$20,4,FALSE)*$W82)","v":0},{"$f":"IF(L82=\"\",0,L82*HLOOKUP($D82,'2_メイン'!$AC$17:$BB$20,4,FALSE)*$W82)","v":0},{"$f":"IF(M82=\"\",0,M82*HLOOKUP($D82,'2_メイン'!$AC$17:$BB$20,4,FALSE)*$W82)","v":0},{"$f":"IF(N82=\"\",0,N82*HLOOKUP($D82,'2_メイン'!$AC$17:$BB$20,4,FALSE)*$W82)","v":0},{"$f":"IF(O82=\"\",0,O82*HLOOKUP($D82,'2_メイン'!$AC$17:$BB$20,4,FALSE)*$W82)","v":0},{"$f":"IF(P82=\"\",0,P82*HLOOKUP($D82,'2_メイン'!$AC$17:$BB$20,4,FALSE)*$W82)","v":0},{"$f":"IF(Q82=\"\",0,Q82*HLOOKUP($D82,'2_メイン'!$AC$17:$BB$20,4,FALSE)*$W82)","v":0},{"$f":"IF(R82=\"\",0,R82*HLOOKUP($D82,'2_メイン'!$AC$17:$BB$20,4,FALSE)*$W82)","v":0},{"$f":"IF(S82=\"\",0,S82*HLOOKUP($D82,'2_メイン'!$AC$17:$BB$20,4,FALSE)*$W82)","v":0},{"$f":"IF(T82=\"\",0,T82*HLOOKUP($D82,'2_メイン'!$AC$17:$BB$20,4,FALSE)*$W82)","v":0}]
[null,73,null,null,null,null,"",null,null,null,null,null,null,null,null,null,null,null,null,null,null,{"$f":"IF(U83=\"\",\"\",U83*HLOOKUP(D83,'2_メイン'!$AC$17:$BB$19,3,FALSE)/1000)","v":""},1,null,null,null,null,null,null,"入居率",null,{"$f":"IF(SUMIF('7_テナント入居率'!$C$14:$C$43,$AC$81,'7_テナント入居率'!D14:D43)=0,0,SUMIF('7_テナント入居率'!$C$14:$C$43,$AC$81,'7_テナント入居率'!D14:D43))","v":0},{"$f":"IF(SUMIF('7_テナント入居率'!$C$14:$C$43,$AC$81,'7_テナント入居率'!E14:E43)=0,0,SUMIF('7_テナント入居率'!$C$14:$C$43,$AC$81,'7_テナント入居率'!E14:E43))","v":0},{"$f":"IF(SUMIF('7_テナント入居率'!$C$14:$C$43,$AC$81,'7_テナント入居率'!F14:F43)=0,0,SUMIF('7_テナント入居率'!$C$14:$C$43,$AC$81,'7_テナント入居率'!F14:F43))","v":0},{"$f":"IF(SUMIF('7_テナント入居率'!$C$14:$C$43,$AC$81,'7_テナント入居率'!G14:G43)=0,0,SUMIF('7_テナント入居率'!$C$14:$C$43,$AC$81,'7_テナント入居率'!G14:G43))","v":0},{"$f":"IF(SUMIF('7_テナント入居率'!$C$14:$C$43,$AC$81,'7_テナント入居率'!H14:H43)=0,0,SUMIF('7_テナント入居率'!$C$14:$C$43,$AC$81,'7_テナント入居率'!H14:H43))","v":0},{"$f":"IF(SUMIF('7_テナント入居率'!$C$14:$C$43,$AC$81,'7_テナント入居率'!I14:I43)=0,0,SUMIF('7_テナント入居率'!$C$14:$C$43,$AC$81,'7_テナント入居率'!I14:I43))","v":0},{"$f":"IF(SUMIF('7_テナント入居率'!$C$14:$C$43,$AC$81,'7_テナント入居率'!J14:J43)=0,0,SUMIF('7_テナント入居率'!$C$14:$C$43,$AC$81,'7_テナント入居率'!J14:J43))","v":0},{"$f":"IF(SUMIF('7_テナント入居率'!$C$14:$C$43,$AC$81,'7_テナント入居率'!K14:K43)=0,0,SUMIF('7_テナント入居率'!$C$14:$C$43,$AC$81,'7_テナント入居率'!K14:K43))","v":0},{"$f":"IF(SUMIF('7_テナント入居率'!$C$14:$C$43,$AC$81,'7_テナント入居率'!L14:L43)=0,0,SUMIF('7_テナント入居率'!$C$14:$C$43,$AC$81,'7_テナント入居率'!L14:L43))","v":0},{"$f":"IF(SUMIF('7_テナント入居率'!$C$14:$C$43,$AC$81,'7_テナント入居率'!M14:M43)=0,0,SUMIF('7_テナント入居率'!$C$14:$C$43,$AC$81,'7_テナント入居率'!M14:M43))","v":0},{"$f":"IF(SUMIF('7_テナント入居率'!$C$14:$C$43,$AC$81,'7_テナント入居率'!N14:N43)=0,0,SUMIF('7_テナント入居率'!$C$14:$C$43,$AC$81,'7_テナント入居率'!N14:N43))","v":0},{"$f":"IF(SUMIF('7_テナント入居率'!$C$14:$C$43,$AC$81,'7_テナント入居率'!O14:O43)=0,0,SUMIF('7_テナント入居率'!$C$14:$C$43,$AC$81,'7_テナント入居率'!O14:O43))","v":0},null,null,{"$f":"IF(I83=\"\",0,I83*HLOOKUP($D83,'2_メイン'!$AC$17:$BB$19,3,FALSE)/1000*$W83)","v":0},{"$f":"IF(J83=\"\",0,J83*HLOOKUP($D83,'2_メイン'!$AC$17:$BB$19,3,FALSE)/1000*$W83)","v":0},{"$f":"IF(K83=\"\",0,K83*HLOOKUP($D83,'2_メイン'!$AC$17:$BB$19,3,FALSE)/1000*$W83)","v":0},{"$f":"IF(L83=\"\",0,L83*HLOOKUP($D83,'2_メイン'!$AC$17:$BB$19,3,FALSE)/1000*$W83)","v":0},{"$f":"IF(M83=\"\",0,M83*HLOOKUP($D83,'2_メイン'!$AC$17:$BB$19,3,FALSE)/1000*$W83)","v":0},{"$f":"IF(N83=\"\",0,N83*HLOOKUP($D83,'2_メイン'!$AC$17:$BB$19,3,FALSE)/1000*$W83)","v":0},{"$f":"IF(O83=\"\",0,O83*HLOOKUP($D83,'2_メイン'!$AC$17:$BB$19,3,FALSE)/1000*$W83)","v":0},{"$f":"IF(P83=\"\",0,P83*HLOOKUP($D83,'2_メイン'!$AC$17:$BB$19,3,FALSE)/1000*$W83)","v":0},{"$f":"IF(Q83=\"\",0,Q83*HLOOKUP($D83,'2_メイン'!$AC$17:$BB$19,3,FALSE)/1000*$W83)","v":0},{"$f":"IF(R83=\"\",0,R83*HLOOKUP($D83,'2_メイン'!$AC$17:$BB$19,3,FALSE)/1000*$W83)","v":0},{"$f":"IF(S83=\"\",0,S83*HLOOKUP($D83,'2_メイン'!$AC$17:$BB$19,3,FALSE)/1000*$W83)","v":0},{"$f":"IF(T83=\"\",0,T83*HLOOKUP($D83,'2_メイン'!$AC$17:$BB$19,3,FALSE)/1000*$W83)","v":0},null,null,{"$f":"IF(I83=\"\",0,I83*HLOOKUP($D83,'2_メイン'!$AC$17:$BB$20,4,FALSE)*$W83)","v":0},{"$f":"IF(J83=\"\",0,J83*HLOOKUP($D83,'2_メイン'!$AC$17:$BB$20,4,FALSE)*$W83)","v":0},{"$f":"IF(K83=\"\",0,K83*HLOOKUP($D83,'2_メイン'!$AC$17:$BB$20,4,FALSE)*$W83)","v":0},{"$f":"IF(L83=\"\",0,L83*HLOOKUP($D83,'2_メイン'!$AC$17:$BB$20,4,FALSE)*$W83)","v":0},{"$f":"IF(M83=\"\",0,M83*HLOOKUP($D83,'2_メイン'!$AC$17:$BB$20,4,FALSE)*$W83)","v":0},{"$f":"IF(N83=\"\",0,N83*HLOOKUP($D83,'2_メイン'!$AC$17:$BB$20,4,FALSE)*$W83)","v":0},{"$f":"IF(O83=\"\",0,O83*HLOOKUP($D83,'2_メイン'!$AC$17:$BB$20,4,FALSE)*$W83)","v":0},{"$f":"IF(P83=\"\",0,P83*HLOOKUP($D83,'2_メイン'!$AC$17:$BB$20,4,FALSE)*$W83)","v":0},{"$f":"IF(Q83=\"\",0,Q83*HLOOKUP($D83,'2_メイン'!$AC$17:$BB$20,4,FALSE)*$W83)","v":0},{"$f":"IF(R83=\"\",0,R83*HLOOKUP($D83,'2_メイン'!$AC$17:$BB$20,4,FALSE)*$W83)","v":0},{"$f":"IF(S83=\"\",0,S83*HLOOKUP($D83,'2_メイン'!$AC$17:$BB$20,4,FALSE)*$W83)","v":0},{"$f":"IF(T83=\"\",0,T83*HLOOKUP($D83,'2_メイン'!$AC$17:$BB$20,4,FALSE)*$W83)","v":0}]
[null,74,null,null,null,null,"",null,null,null,null,null,null,null,null,null,null,null,null,null,null,{"$f":"IF(U84=\"\",\"\",U84*HLOOKUP(D84,'2_メイン'!$AC$17:$BB$19,3,FALSE)/1000)","v":""},1,null,null,null,null,null,null,"補正後","CO2",{"$f":"IFERROR(AF81*$AV$3/AF83+AF81*$AW$3,0)","v":0},{"$f":"IFERROR(AG81*$AV$3/AG83+AG81*$AW$3,0)","v":0},0,0,0,0,0,0,0,0,0,0,{"$f":"SUM(AF84:AQ84)","v":0},null,{"$f":"IF(I84=\"\",0,I84*HLOOKUP($D84,'2_メイン'!$AC$17:$BB$19,3,FALSE)/1000*$W84)","v":0},{"$f":"IF(J84=\"\",0,J84*HLOOKUP($D84,'2_メイン'!$AC$17:$BB$19,3,FALSE)/1000*$W84)","v":0},{"$f":"IF(K84=\"\",0,K84*HLOOKUP($D84,'2_メイン'!$AC$17:$BB$19,3,FALSE)/1000*$W84)","v":0},{"$f":"IF(L84=\"\",0,L84*HLOOKUP($D84,'2_メイン'!$AC$17:$BB$19,3,FALSE)/1000*$W84)","v":0},{"$f":"IF(M84=\"\",0,M84*HLOOKUP($D84,'2_メイン'!$AC$17:$BB$19,3,FALSE)/1000*$W84)","v":0},{"$f":"IF(N84=\"\",0,N84*HLOOKUP($D84,'2_メイン'!$AC$17:$BB$19,3,FALSE)/1000*$W84)","v":0},{"$f":"IF(O84=\"\",0,O84*HLOOKUP($D84,'2_メイン'!$AC$17:$BB$19,3,FALSE)/1000*$W84)","v":0},{"$f":"IF(P84=\"\",0,P84*HLOOKUP($D84,'2_メイン'!$AC$17:$BB$19,3,FALSE)/1000*$W84)","v":0},{"$f":"IF(Q84=\"\",0,Q84*HLOOKUP($D84,'2_メイン'!$AC$17:$BB$19,3,FALSE)/1000*$W84)","v":0},{"$f":"IF(R84=\"\",0,R84*HLOOKUP($D84,'2_メイン'!$AC$17:$BB$19,3,FALSE)/1000*$W84)","v":0},{"$f":"IF(S84=\"\",0,S84*HLOOKUP($D84,'2_メイン'!$AC$17:$BB$19,3,FALSE)/1000*$W84)","v":0},{"$f":"IF(T84=\"\",0,T84*HLOOKUP($D84,'2_メイン'!$AC$17:$BB$19,3,FALSE)/1000*$W84)","v":0},null,null,{"$f":"IF(I84=\"\",0,I84*HLOOKUP($D84,'2_メイン'!$AC$17:$BB$20,4,FALSE)*$W84)","v":0},{"$f":"IF(J84=\"\",0,J84*HLOOKUP($D84,'2_メイン'!$AC$17:$BB$20,4,FALSE)*$W84)","v":0},{"$f":"IF(K84=\"\",0,K84*HLOOKUP($D84,'2_メイン'!$AC$17:$BB$20,4,FALSE)*$W84)","v":0},{"$f":"IF(L84=\"\",0,L84*HLOOKUP($D84,'2_メイン'!$AC$17:$BB$20,4,FALSE)*$W84)","v":0},{"$f":"IF(M84=\"\",0,M84*HLOOKUP($D84,'2_メイン'!$AC$17:$BB$20,4,FALSE)*$W84)","v":0},{"$f":"IF(N84=\"\",0,N84*HLOOKUP($D84,'2_メイン'!$AC$17:$BB$20,4,FALSE)*$W84)","v":0},{"$f":"IF(O84=\"\",0,O84*HLOOKUP($D84,'2_メイン'!$AC$17:$BB$20,4,FALSE)*$W84)","v":0},{"$f":"IF(P84=\"\",0,P84*HLOOKUP($D84,'2_メイン'!$AC$17:$BB$20,4,FALSE)*$W84)","v":0},{"$f":"IF(Q84=\"\",0,Q84*HLOOKUP($D84,'2_メイン'!$AC$17:$BB$20,4,FALSE)*$W84)","v":0},{"$f":"IF(R84=\"\",0,R84*HLOOKUP($D84,'2_メイン'!$AC$17:$BB$20,4,FALSE)*$W84)","v":0},{"$f":"IF(S84=\"\",0,S84*HLOOKUP($D84,'2_メイン'!$AC$17:$BB$20,4,FALSE)*$W84)","v":0},{"$f":"IF(T84=\"\",0,T84*HLOOKUP($D84,'2_メイン'!$AC$17:$BB$20,4,FALSE)*$W84)","v":0}]
[null,75,null,null,null,null,"",null,null,null,null,null,null,null,null,null,null,null,null,null,null,{"$f":"IF(U85=\"\",\"\",U85*HLOOKUP(D85,'2_メイン'!$AC$17:$BB$19,3,FALSE)/1000)","v":""},1,null,null,null,null,null,null,null,"MJ",{"$f":"IFERROR(AF82*$AV$3/AF83+AF82*$AW$3,0)","v":0},{"$f":"IFERROR(AG82*$AV$3/AG83+AG82*$AW$3,0)","v":0},0,0,0,0,0,0,0,0,0,0,{"$f":"SUM(AF85:AQ85)","v":0},null,{"$f":"IF(I85=\"\",0,I85*HLOOKUP($D85,'2_メイン'!$AC$17:$BB$19,3,FALSE)/1000*$W85)","v":0},{"$f":"IF(J85=\"\",0,J85*HLOOKUP($D85,'2_メイン'!$AC$17:$BB$19,3,FALSE)/1000*$W85)","v":0},{"$f":"IF(K85=\"\",0,K85*HLOOKUP($D85,'2_メイン'!$AC$17:$BB$19,3,FALSE)/1000*$W85)","v":0},{"$f":"IF(L85=\"\",0,L85*HLOOKUP($D85,'2_メイン'!$AC$17:$BB$19,3,FALSE)/1000*$W85)","v":0},{"$f":"IF(M85=\"\",0,M85*HLOOKUP($D85,'2_メイン'!$AC$17:$BB$19,3,FALSE)/1000*$W85)","v":0},{"$f":"IF(N85=\"\",0,N85*HLOOKUP($D85,'2_メイン'!$AC$17:$BB$19,3,FALSE)/1000*$W85)","v":0},{"$f":"IF(O85=\"\",0,O85*HLOOKUP($D85,'2_メイン'!$AC$17:$BB$19,3,FALSE)/1000*$W85)","v":0},{"$f":"IF(P85=\"\",0,P85*HLOOKUP($D85,'2_メイン'!$AC$17:$BB$19,3,FALSE)/1000*$W85)","v":0},{"$f":"IF(Q85=\"\",0,Q85*HLOOKUP($D85,'2_メイン'!$AC$17:$BB$19,3,FALSE)/1000*$W85)","v":0},{"$f":"IF(R85=\"\",0,R85*HLOOKUP($D85,'2_メイン'!$AC$17:$BB$19,3,FALSE)/1000*$W85)","v":0},{"$f":"IF(S85=\"\",0,S85*HLOOKUP($D85,'2_メイン'!$AC$17:$BB$19,3,FALSE)/1000*$W85)","v":0},{"$f":"IF(T85=\"\",0,T85*HLOOKUP($D85,'2_メイン'!$AC$17:$BB$19,3,FALSE)/1000*$W85)","v":0},null,null,{"$f":"IF(I85=\"\",0,I85*HLOOKUP($D85,'2_メイン'!$AC$17:$BB$20,4,FALSE)*$W85)","v":0},{"$f":"IF(J85=\"\",0,J85*HLOOKUP($D85,'2_メイン'!$AC$17:$BB$20,4,FALSE)*$W85)","v":0},{"$f":"IF(K85=\"\",0,K85*HLOOKUP($D85,'2_メイン'!$AC$17:$BB$20,4,FALSE)*$W85)","v":0},{"$f":"IF(L85=\"\",0,L85*HLOOKUP($D85,'2_メイン'!$AC$17:$BB$20,4,FALSE)*$W85)","v":0},{"$f":"IF(M85=\"\",0,M85*HLOOKUP($D85,'2_メイン'!$AC$17:$BB$20,4,FALSE)*$W85)","v":0},{"$f":"IF(N85=\"\",0,N85*HLOOKUP($D85,'2_メイン'!$AC$17:$BB$20,4,FALSE)*$W85)","v":0},{"$f":"IF(O85=\"\",0,O85*HLOOKUP($D85,'2_メイン'!$AC$17:$BB$20,4,FALSE)*$W85)","v":0},{"$f":"IF(P85=\"\",0,P85*HLOOKUP($D85,'2_メイン'!$AC$17:$BB$20,4,FALSE)*$W85)","v":0},{"$f":"IF(Q85=\"\",0,Q85*HLOOKUP($D85,'2_メイン'!$AC$17:$BB$20,4,FALSE)*$W85)","v":0},{"$f":"IF(R85=\"\",0,R85*HLOOKUP($D85,'2_メイン'!$AC$17:$BB$20,4,FALSE)*$W85)","v":0},{"$f":"IF(S85=\"\",0,S85*HLOOKUP($D85,'2_メイン'!$AC$17:$BB$20,4,FALSE)*$W85)","v":0},{"$f":"IF(T85=\"\",0,T85*HLOOKUP($D85,'2_メイン'!$AC$17:$BB$20,4,FALSE)*$W85)","v":0}]
[null,76,null,null,null,null,"",null,null,null,null,null,null,null,null,null,null,null,null,null,null,{"$f":"IF(U86=\"\",\"\",U86*HLOOKUP(D86,'2_メイン'!$AC$17:$BB$19,3,FALSE)/1000)","v":""},1,null,null,null,null,null,null,"エネルギー月別割合",null,{"$f":"IF(AF83>0,AI$3,0)","v":0},{"$f":"IF(AG83>0,AJ$3,0)","v":0},0,0,0,0,0,0,0,0,0,0,{"$f":"SUM(AF86:AQ86)","v":0},null,{"$f":"IF(I86=\"\",0,I86*HLOOKUP($D86,'2_メイン'!$AC$17:$BB$19,3,FALSE)/1000*$W86)","v":0},{"$f":"IF(J86=\"\",0,J86*HLOOKUP($D86,'2_メイン'!$AC$17:$BB$19,3,FALSE)/1000*$W86)","v":0},{"$f":"IF(K86=\"\",0,K86*HLOOKUP($D86,'2_メイン'!$AC$17:$BB$19,3,FALSE)/1000*$W86)","v":0},{"$f":"IF(L86=\"\",0,L86*HLOOKUP($D86,'2_メイン'!$AC$17:$BB$19,3,FALSE)/1000*$W86)","v":0},{"$f":"IF(M86=\"\",0,M86*HLOOKUP($D86,'2_メイン'!$AC$17:$BB$19,3,FALSE)/1000*$W86)","v":0},{"$f":"IF(N86=\"\",0,N86*HLOOKUP($D86,'2_メイン'!$AC$17:$BB$19,3,FALSE)/1000*$W86)","v":0},{"$f":"IF(O86=\"\",0,O86*HLOOKUP($D86,'2_メイン'!$AC$17:$BB$19,3,FALSE)/1000*$W86)","v":0},{"$f":"IF(P86=\"\",0,P86*HLOOKUP($D86,'2_メイン'!$AC$17:$BB$19,3,FALSE)/1000*$W86)","v":0},{"$f":"IF(Q86=\"\",0,Q86*HLOOKUP($D86,'2_メイン'!$AC$17:$BB$19,3,FALSE)/1000*$W86)","v":0},{"$f":"IF(R86=\"\",0,R86*HLOOKUP($D86,'2_メイン'!$AC$17:$BB$19,3,FALSE)/1000*$W86)","v":0},{"$f":"IF(S86=\"\",0,S86*HLOOKUP($D86,'2_メイン'!$AC$17:$BB$19,3,FALSE)/1000*$W86)","v":0},{"$f":"IF(T86=\"\",0,T86*HLOOKUP($D86,'2_メイン'!$AC$17:$BB$19,3,FALSE)/1000*$W86)","v":0},null,null,{"$f":"IF(I86=\"\",0,I86*HLOOKUP($D86,'2_メイン'!$AC$17:$BB$20,4,FALSE)*$W86)","v":0},{"$f":"IF(J86=\"\",0,J86*HLOOKUP($D86,'2_メイン'!$AC$17:$BB$20,4,FALSE)*$W86)","v":0},{"$f":"IF(K86=\"\",0,K86*HLOOKUP($D86,'2_メイン'!$AC$17:$BB$20,4,FALSE)*$W86)","v":0},{"$f":"IF(L86=\"\",0,L86*HLOOKUP($D86,'2_メイン'!$AC$17:$BB$20,4,FALSE)*$W86)","v":0},{"$f":"IF(M86=\"\",0,M86*HLOOKUP($D86,'2_メイン'!$AC$17:$BB$20,4,FALSE)*$W86)","v":0},{"$f":"IF(N86=\"\",0,N86*HLOOKUP($D86,'2_メイン'!$AC$17:$BB$20,4,FALSE)*$W86)","v":0},{"$f":"IF(O86=\"\",0,O86*HLOOKUP($D86,'2_メイン'!$AC$17:$BB$20,4,FALSE)*$W86)","v":0},{"$f":"IF(P86=\"\",0,P86*HLOOKUP($D86,'2_メイン'!$AC$17:$BB$20,4,FALSE)*$W86)","v":0},{"$f":"IF(Q86=\"\",0,Q86*HLOOKUP($D86,'2_メイン'!$AC$17:$BB$20,4,FALSE)*$W86)","v":0},{"$f":"IF(R86=\"\",0,R86*HLOOKUP($D86,'2_メイン'!$AC$17:$BB$20,4,FALSE)*$W86)","v":0},{"$f":"IF(S86=\"\",0,S86*HLOOKUP($D86,'2_メイン'!$AC$17:$BB$20,4,FALSE)*$W86)","v":0},{"$f":"IF(T86=\"\",0,T86*HLOOKUP($D86,'2_メイン'!$AC$17:$BB$20,4,FALSE)*$W86)","v":0}]
[null,77,null,null,null,null,"",null,null,null,null,null,null,null,null,null,null,null,null,null,null,{"$f":"IF(U87=\"\",\"\",U87*HLOOKUP(D87,'2_メイン'!$AC$17:$BB$19,3,FALSE)/1000)","v":""},1,null,null,null,null,null,null,"入居率0の場合の補正値","CO2",{"$f":"IFERROR(IF(AF86>0,0,$AR$84/$AR$86*AI3),0)","v":0},{"$f":"IFERROR(IF(AG86>0,0,$AR$84/$AR$86*AJ3),0)","v":0},0,0,0,0,0,0,0,0,0,0,null,null,{"$f":"IF(I87=\"\",0,I87*HLOOKUP($D87,'2_メイン'!$AC$17:$BB$19,3,FALSE)/1000*$W87)","v":0},{"$f":"IF(J87=\"\",0,J87*HLOOKUP($D87,'2_メイン'!$AC$17:$BB$19,3,FALSE)/1000*$W87)","v":0},{"$f":"IF(K87=\"\",0,K87*HLOOKUP($D87,'2_メイン'!$AC$17:$BB$19,3,FALSE)/1000*$W87)","v":0},{"$f":"IF(L87=\"\",0,L87*HLOOKUP($D87,'2_メイン'!$AC$17:$BB$19,3,FALSE)/1000*$W87)","v":0},{"$f":"IF(M87=\"\",0,M87*HLOOKUP($D87,'2_メイン'!$AC$17:$BB$19,3,FALSE)/1000*$W87)","v":0},{"$f":"IF(N87=\"\",0,N87*HLOOKUP($D87,'2_メイン'!$AC$17:$BB$19,3,FALSE)/1000*$W87)","v":0},{"$f":"IF(O87=\"\",0,O87*HLOOKUP($D87,'2_メイン'!$AC$17:$BB$19,3,FALSE)/1000*$W87)","v":0},{"$f":"IF(P87=\"\",0,P87*HLOOKUP($D87,'2_メイン'!$AC$17:$BB$19,3,FALSE)/1000*$W87)","v":0},{"$f":"IF(Q87=\"\",0,Q87*HLOOKUP($D87,'2_メイン'!$AC$17:$BB$19,3,FALSE)/1000*$W87)","v":0},{"$f":"IF(R87=\"\",0,R87*HLOOKUP($D87,'2_メイン'!$AC$17:$BB$19,3,FALSE)/1000*$W87)","v":0},{"$f":"IF(S87=\"\",0,S87*HLOOKUP($D87,'2_メイン'!$AC$17:$BB$19,3,FALSE)/1000*$W87)","v":0},{"$f":"IF(T87=\"\",0,T87*HLOOKUP($D87,'2_メイン'!$AC$17:$BB$19,3,FALSE)/1000*$W87)","v":0},null,null,{"$f":"IF(I87=\"\",0,I87*HLOOKUP($D87,'2_メイン'!$AC$17:$BB$20,4,FALSE)*$W87)","v":0},{"$f":"IF(J87=\"\",0,J87*HLOOKUP($D87,'2_メイン'!$AC$17:$BB$20,4,FALSE)*$W87)","v":0},{"$f":"IF(K87=\"\",0,K87*HLOOKUP($D87,'2_メイン'!$AC$17:$BB$20,4,FALSE)*$W87)","v":0},{"$f":"IF(L87=\"\",0,L87*HLOOKUP($D87,'2_メイン'!$AC$17:$BB$20,4,FALSE)*$W87)","v":0},{"$f":"IF(M87=\"\",0,M87*HLOOKUP($D87,'2_メイン'!$AC$17:$BB$20,4,FALSE)*$W87)","v":0},{"$f":"IF(N87=\"\",0,N87*HLOOKUP($D87,'2_メイン'!$AC$17:$BB$20,4,FALSE)*$W87)","v":0},{"$f":"IF(O87=\"\",0,O87*HLOOKUP($D87,'2_メイン'!$AC$17:$BB$20,4,FALSE)*$W87)","v":0},{"$f":"IF(P87=\"\",0,P87*HLOOKUP($D87,'2_メイン'!$AC$17:$BB$20,4,FALSE)*$W87)","v":0},{"$f":"IF(Q87=\"\",0,Q87*HLOOKUP($D87,'2_メイン'!$AC$17:$BB$20,4,FALSE)*$W87)","v":0},{"$f":"IF(R87=\"\",0,R87*HLOOKUP($D87,'2_メイン'!$AC$17:$BB$20,4,FALSE)*$W87)","v":0},{"$f":"IF(S87=\"\",0,S87*HLOOKUP($D87,'2_メイン'!$AC$17:$BB$20,4,FALSE)*$W87)","v":0},{"$f":"IF(T87=\"\",0,T87*HLOOKUP($D87,'2_メイン'!$AC$17:$BB$20,4,FALSE)*$W87)","v":0}]
[null,78,null,null,null,null,"",null,null,null,null,null,null,null,null,null,null,null,null,null,null,{"$f":"IF(U88=\"\",\"\",U88*HLOOKUP(D88,'2_メイン'!$AC$17:$BB$19,3,FALSE)/1000)","v":""},1,null,null,null,null,null,null,null,"MJ",{"$f":"IFERROR(IF(AF86>0,0,$AR$85/$AR$86*AI3),0)","v":0},{"$f":"IFERROR(IF(AG86>0,0,$AR$85/$AR$86*AJ3),0)","v":0},0,0,0,0,0,0,0,0,0,0,null,null,{"$f":"IF(I88=\"\",0,I88*HLOOKUP($D88,'2_メイン'!$AC$17:$BB$19,3,FALSE)/1000*$W88)","v":0},{"$f":"IF(J88=\"\",0,J88*HLOOKUP($D88,'2_メイン'!$AC$17:$BB$19,3,FALSE)/1000*$W88)","v":0},{"$f":"IF(K88=\"\",0,K88*HLOOKUP($D88,'2_メイン'!$AC$17:$BB$19,3,FALSE)/1000*$W88)","v":0},{"$f":"IF(L88=\"\",0,L88*HLOOKUP($D88,'2_メイン'!$AC$17:$BB$19,3,FALSE)/1000*$W88)","v":0},{"$f":"IF(M88=\"\",0,M88*HLOOKUP($D88,'2_メイン'!$AC$17:$BB$19,3,FALSE)/1000*$W88)","v":0},{"$f":"IF(N88=\"\",0,N88*HLOOKUP($D88,'2_メイン'!$AC$17:$BB$19,3,FALSE)/1000*$W88)","v":0},{"$f":"IF(O88=\"\",0,O88*HLOOKUP($D88,'2_メイン'!$AC$17:$BB$19,3,FALSE)/1000*$W88)","v":0},{"$f":"IF(P88=\"\",0,P88*HLOOKUP($D88,'2_メイン'!$AC$17:$BB$19,3,FALSE)/1000*$W88)","v":0},{"$f":"IF(Q88=\"\",0,Q88*HLOOKUP($D88,'2_メイン'!$AC$17:$BB$19,3,FALSE)/1000*$W88)","v":0},{"$f":"IF(R88=\"\",0,R88*HLOOKUP($D88,'2_メイン'!$AC$17:$BB$19,3,FALSE)/1000*$W88)","v":0},{"$f":"IF(S88=\"\",0,S88*HLOOKUP($D88,'2_メイン'!$AC$17:$BB$19,3,FALSE)/1000*$W88)","v":0},{"$f":"IF(T88=\"\",0,T88*HLOOKUP($D88,'2_メイン'!$AC$17:$BB$19,3,FALSE)/1000*$W88)","v":0},null,null,{"$f":"IF(I88=\"\",0,I88*HLOOKUP($D88,'2_メイン'!$AC$17:$BB$20,4,FALSE)*$W88)","v":0},{"$f":"IF(J88=\"\",0,J88*HLOOKUP($D88,'2_メイン'!$AC$17:$BB$20,4,FALSE)*$W88)","v":0},{"$f":"IF(K88=\"\",0,K88*HLOOKUP($D88,'2_メイン'!$AC$17:$BB$20,4,FALSE)*$W88)","v":0},{"$f":"IF(L88=\"\",0,L88*HLOOKUP($D88,'2_メイン'!$AC$17:$BB$20,4,FALSE)*$W88)","v":0},{"$f":"IF(M88=\"\",0,M88*HLOOKUP($D88,'2_メイン'!$AC$17:$BB$20,4,FALSE)*$W88)","v":0},{"$f":"IF(N88=\"\",0,N88*HLOOKUP($D88,'2_メイン'!$AC$17:$BB$20,4,FALSE)*$W88)","v":0},{"$f":"IF(O88=\"\",0,O88*HLOOKUP($D88,'2_メイン'!$AC$17:$BB$20,4,FALSE)*$W88)","v":0},{"$f":"IF(P88=\"\",0,P88*HLOOKUP($D88,'2_メイン'!$AC$17:$BB$20,4,FALSE)*$W88)","v":0},{"$f":"IF(Q88=\"\",0,Q88*HLOOKUP($D88,'2_メイン'!$AC$17:$BB$20,4,FALSE)*$W88)","v":0},{"$f":"IF(R88=\"\",0,R88*HLOOKUP($D88,'2_メイン'!$AC$17:$BB$20,4,FALSE)*$W88)","v":0},{"$f":"IF(S88=\"\",0,S88*HLOOKUP($D88,'2_メイン'!$AC$17:$BB$20,4,FALSE)*$W88)","v":0},{"$f":"IF(T88=\"\",0,T88*HLOOKUP($D88,'2_メイン'!$AC$17:$BB$20,4,FALSE)*$W88)","v":0}]
[null,79,null,null,null,null,"",null,null,null,null,null,null,null,null,null,null,null,null,null,null,{"$f":"IF(U89=\"\",\"\",U89*HLOOKUP(D89,'2_メイン'!$AC$17:$BB$19,3,FALSE)/1000)","v":""},1,null,null,null,null,null,null,"採用値","CO2",{"$f":"AF84+AF87","v":0},{"$f":"AG84+AG87","v":0},0,0,0,0,0,0,0,0,0,0,{"$f":"SUM(AF89:AQ89)","v":0},null,{"$f":"IF(I89=\"\",0,I89*HLOOKUP($D89,'2_メイン'!$AC$17:$BB$19,3,FALSE)/1000*$W89)","v":0},{"$f":"IF(J89=\"\",0,J89*HLOOKUP($D89,'2_メイン'!$AC$17:$BB$19,3,FALSE)/1000*$W89)","v":0},{"$f":"IF(K89=\"\",0,K89*HLOOKUP($D89,'2_メイン'!$AC$17:$BB$19,3,FALSE)/1000*$W89)","v":0},{"$f":"IF(L89=\"\",0,L89*HLOOKUP($D89,'2_メイン'!$AC$17:$BB$19,3,FALSE)/1000*$W89)","v":0},{"$f":"IF(M89=\"\",0,M89*HLOOKUP($D89,'2_メイン'!$AC$17:$BB$19,3,FALSE)/1000*$W89)","v":0},{"$f":"IF(N89=\"\",0,N89*HLOOKUP($D89,'2_メイン'!$AC$17:$BB$19,3,FALSE)/1000*$W89)","v":0},{"$f":"IF(O89=\"\",0,O89*HLOOKUP($D89,'2_メイン'!$AC$17:$BB$19,3,FALSE)/1000*$W89)","v":0},{"$f":"IF(P89=\"\",0,P89*HLOOKUP($D89,'2_メイン'!$AC$17:$BB$19,3,FALSE)/1000*$W89)","v":0},{"$f":"IF(Q89=\"\",0,Q89*HLOOKUP($D89,'2_メイン'!$AC$17:$BB$19,3,FALSE)/1000*$W89)","v":0},{"$f":"IF(R89=\"\",0,R89*HLOOKUP($D89,'2_メイン'!$AC$17:$BB$19,3,FALSE)/1000*$W89)","v":0},{"$f":"IF(S89=\"\",0,S89*HLOOKUP($D89,'2_メイン'!$AC$17:$BB$19,3,FALSE)/1000*$W89)","v":0},{"$f":"IF(T89=\"\",0,T89*HLOOKUP($D89,'2_メイン'!$AC$17:$BB$19,3,FALSE)/1000*$W89)","v":0},null,null,{"$f":"IF(I89=\"\",0,I89*HLOOKUP($D89,'2_メイン'!$AC$17:$BB$20,4,FALSE)*$W89)","v":0},{"$f":"IF(J89=\"\",0,J89*HLOOKUP($D89,'2_メイン'!$AC$17:$BB$20,4,FALSE)*$W89)","v":0},{"$f":"IF(K89=\"\",0,K89*HLOOKUP($D89,'2_メイン'!$AC$17:$BB$20,4,FALSE)*$W89)","v":0},{"$f":"IF(L89=\"\",0,L89*HLOOKUP($D89,'2_メイン'!$AC$17:$BB$20,4,FALSE)*$W89)","v":0},{"$f":"IF(M89=\"\",0,M89*HLOOKUP($D89,'2_メイン'!$AC$17:$BB$20,4,FALSE)*$W89)","v":0},{"$f":"IF(N89=\"\",0,N89*HLOOKUP($D89,'2_メイン'!$AC$17:$BB$20,4,FALSE)*$W89)","v":0},{"$f":"IF(O89=\"\",0,O89*HLOOKUP($D89,'2_メイン'!$AC$17:$BB$20,4,FALSE)*$W89)","v":0},{"$f":"IF(P89=\"\",0,P89*HLOOKUP($D89,'2_メイン'!$AC$17:$BB$20,4,FALSE)*$W89)","v":0},{"$f":"IF(Q89=\"\",0,Q89*HLOOKUP($D89,'2_メイン'!$AC$17:$BB$20,4,FALSE)*$W89)","v":0},{"$f":"IF(R89=\"\",0,R89*HLOOKUP($D89,'2_メイン'!$AC$17:$BB$20,4,FALSE)*$W89)","v":0},{"$f":"IF(S89=\"\",0,S89*HLOOKUP($D89,'2_メイン'!$AC$17:$BB$20,4,FALSE)*$W89)","v":0},{"$f":"IF(T89=\"\",0,T89*HLOOKUP($D89,'2_メイン'!$AC$17:$BB$20,4,FALSE)*$W89)","v":0}]
[null,80,null,null,null,null,"",null,null,null,null,null,null,null,null,null,null,null,null,null,null,{"$f":"IF(U90=\"\",\"\",U90*HLOOKUP(D90,'2_メイン'!$AC$17:$BB$19,3,FALSE)/1000)","v":""},1,null,null,null,null,null,null,null,"MJ",{"$f":"AF85+AF88","v":0},{"$f":"AG85+AG88","v":0},0,0,0,0,0,0,0,0,0,0,{"$f":"SUM(AF90:AQ90)","v":0},null,{"$f":"IF(I90=\"\",0,I90*HLOOKUP($D90,'2_メイン'!$AC$17:$BB$19,3,FALSE)/1000*$W90)","v":0},{"$f":"IF(J90=\"\",0,J90*HLOOKUP($D90,'2_メイン'!$AC$17:$BB$19,3,FALSE)/1000*$W90)","v":0},{"$f":"IF(K90=\"\",0,K90*HLOOKUP($D90,'2_メイン'!$AC$17:$BB$19,3,FALSE)/1000*$W90)","v":0},{"$f":"IF(L90=\"\",0,L90*HLOOKUP($D90,'2_メイン'!$AC$17:$BB$19,3,FALSE)/1000*$W90)","v":0},{"$f":"IF(M90=\"\",0,M90*HLOOKUP($D90,'2_メイン'!$AC$17:$BB$19,3,FALSE)/1000*$W90)","v":0},{"$f":"IF(N90=\"\",0,N90*HLOOKUP($D90,'2_メイン'!$AC$17:$BB$19,3,FALSE)/1000*$W90)","v":0},{"$f":"IF(O90=\"\",0,O90*HLOOKUP($D90,'2_メイン'!$AC$17:$BB$19,3,FALSE)/1000*$W90)","v":0},{"$f":"IF(P90=\"\",0,P90*HLOOKUP($D90,'2_メイン'!$AC$17:$BB$19,3,FALSE)/1000*$W90)","v":0},{"$f":"IF(Q90=\"\",0,Q90*HLOOKUP($D90,'2_メイン'!$AC$17:$BB$19,3,FALSE)/1000*$W90)","v":0},{"$f":"IF(R90=\"\",0,R90*HLOOKUP($D90,'2_メイン'!$AC$17:$BB$19,3,FALSE)/1000*$W90)","v":0},{"$f":"IF(S90=\"\",0,S90*HLOOKUP($D90,'2_メイン'!$AC$17:$BB$19,3,FALSE)/1000*$W90)","v":0},{"$f":"IF(T90=\"\",0,T90*HLOOKUP($D90,'2_メイン'!$AC$17:$BB$19,3,FALSE)/1000*$W90)","v":0},null,null,{"$f":"IF(I90=\"\",0,I90*HLOOKUP($D90,'2_メイン'!$AC$17:$BB$20,4,FALSE)*$W90)","v":0},{"$f":"IF(J90=\"\",0,J90*HLOOKUP($D90,'2_メイン'!$AC$17:$BB$20,4,FALSE)*$W90)","v":0},{"$f":"IF(K90=\"\",0,K90*HLOOKUP($D90,'2_メイン'!$AC$17:$BB$20,4,FALSE)*$W90)","v":0},{"$f":"IF(L90=\"\",0,L90*HLOOKUP($D90,'2_メイン'!$AC$17:$BB$20,4,FALSE)*$W90)","v":0},{"$f":"IF(M90=\"\",0,M90*HLOOKUP($D90,'2_メイン'!$AC$17:$BB$20,4,FALSE)*$W90)","v":0},{"$f":"IF(N90=\"\",0,N90*HLOOKUP($D90,'2_メイン'!$AC$17:$BB$20,4,FALSE)*$W90)","v":0},{"$f":"IF(O90=\"\",0,O90*HLOOKUP($D90,'2_メイン'!$AC$17:$BB$20,4,FALSE)*$W90)","v":0},{"$f":"IF(P90=\"\",0,P90*HLOOKUP($D90,'2_メイン'!$AC$17:$BB$20,4,FALSE)*$W90)","v":0},{"$f":"IF(Q90=\"\",0,Q90*HLOOKUP($D90,'2_メイン'!$AC$17:$BB$20,4,FALSE)*$W90)","v":0},{"$f":"IF(R90=\"\",0,R90*HLOOKUP($D90,'2_メイン'!$AC$17:$BB$20,4,FALSE)*$W90)","v":0},{"$f":"IF(S90=\"\",0,S90*HLOOKUP($D90,'2_メイン'!$AC$17:$BB$20,4,FALSE)*$W90)","v":0},{"$f":"IF(T90=\"\",0,T90*HLOOKUP($D90,'2_メイン'!$AC$17:$BB$20,4,FALSE)*$W90)","v":0}]
[null,81,null,null,null,null,"",null,null,null,null,null,null,null,null,null,null,null,null,null,null,{"$f":"IF(U91=\"\",\"\",U91*HLOOKUP(D91,'2_メイン'!$AC$17:$BB$19,3,FALSE)/1000)","v":""},1,null,null,null,null,null,2023,"補正前","CO2",{"$f":"SUMIF($H11:$H210,$AC91,AT$11:AT$210)","v":0},{"$f":"SUMIF($H11:$H210,$AC91,AU$11:AU$210)","v":0},0,0,0,0,0,0,0,0,0,0,null,null,{"$f":"IF(I91=\"\",0,I91*HLOOKUP($D91,'2_メイン'!$AC$17:$BB$19,3,FALSE)/1000*$W91)","v":0},{"$f":"IF(J91=\"\",0,J91*HLOOKUP($D91,'2_メイン'!$AC$17:$BB$19,3,FALSE)/1000*$W91)","v":0},{"$f":"IF(K91=\"\",0,K91*HLOOKUP($D91,'2_メイン'!$AC$17:$BB$19,3,FALSE)/1000*$W91)","v":0},{"$f":"IF(L91=\"\",0,L91*HLOOKUP($D91,'2_メイン'!$AC$17:$BB$19,3,FALSE)/1000*$W91)","v":0},{"$f":"IF(M91=\"\",0,M91*HLOOKUP($D91,'2_メイン'!$AC$17:$BB$19,3,FALSE)/1000*$W91)","v":0},{"$f":"IF(N91=\"\",0,N91*HLOOKUP($D91,'2_メイン'!$AC$17:$BB$19,3,FALSE)/1000*$W91)","v":0},{"$f":"IF(O91=\"\",0,O91*HLOOKUP($D91,'2_メイン'!$AC$17:$BB$19,3,FALSE)/1000*$W91)","v":0},{"$f":"IF(P91=\"\",0,P91*HLOOKUP($D91,'2_メイン'!$AC$17:$BB$19,3,FALSE)/1000*$W91)","v":0},{"$f":"IF(Q91=\"\",0,Q91*HLOOKUP($D91,'2_メイン'!$AC$17:$BB$19,3,FALSE)/1000*$W91)","v":0},{"$f":"IF(R91=\"\",0,R91*HLOOKUP($D91,'2_メイン'!$AC$17:$BB$19,3,FALSE)/1000*$W91)","v":0},{"$f":"IF(S91=\"\",0,S91*HLOOKUP($D91,'2_メイン'!$AC$17:$BB$19,3,FALSE)/1000*$W91)","v":0},{"$f":"IF(T91=\"\",0,T91*HLOOKUP($D91,'2_メイン'!$AC$17:$BB$19,3,FALSE)/1000*$W91)","v":0},null,null,{"$f":"IF(I91=\"\",0,I91*HLOOKUP($D91,'2_メイン'!$AC$17:$BB$20,4,FALSE)*$W91)","v":0},{"$f":"IF(J91=\"\",0,J91*HLOOKUP($D91,'2_メイン'!$AC$17:$BB$20,4,FALSE)*$W91)","v":0},{"$f":"IF(K91=\"\",0,K91*HLOOKUP($D91,'2_メイン'!$AC$17:$BB$20,4,FALSE)*$W91)","v":0},{"$f":"IF(L91=\"\",0,L91*HLOOKUP($D91,'2_メイン'!$AC$17:$BB$20,4,FALSE)*$W91)","v":0},{"$f":"IF(M91=\"\",0,M91*HLOOKUP($D91,'2_メイン'!$AC$17:$BB$20,4,FALSE)*$W91)","v":0},{"$f":"IF(N91=\"\",0,N91*HLOOKUP($D91,'2_メイン'!$AC$17:$BB$20,4,FALSE)*$W91)","v":0},{"$f":"IF(O91=\"\",0,O91*HLOOKUP($D91,'2_メイン'!$AC$17:$BB$20,4,FALSE)*$W91)","v":0},{"$f":"IF(P91=\"\",0,P91*HLOOKUP($D91,'2_メイン'!$AC$17:$BB$20,4,FALSE)*$W91)","v":0},{"$f":"IF(Q91=\"\",0,Q91*HLOOKUP($D91,'2_メイン'!$AC$17:$BB$20,4,FALSE)*$W91)","v":0},{"$f":"IF(R91=\"\",0,R91*HLOOKUP($D91,'2_メイン'!$AC$17:$BB$20,4,FALSE)*$W91)","v":0},{"$f":"IF(S91=\"\",0,S91*HLOOKUP($D91,'2_メイン'!$AC$17:$BB$20,4,FALSE)*$W91)","v":0},{"$f":"IF(T91=\"\",0,T91*HLOOKUP($D91,'2_メイン'!$AC$17:$BB$20,4,FALSE)*$W91)","v":0}]
[null,82,null,null,null,null,"",null,null,null,null,null,null,null,null,null,null,null,null,null,null,{"$f":"IF(U92=\"\",\"\",U92*HLOOKUP(D92,'2_メイン'!$AC$17:$BB$19,3,FALSE)/1000)","v":""},1,null,null,null,null,null,null,null,"MJ",{"$f":"SUMIF($H11:$H210,$AC91,BH$11:BH$210)","v":0},{"$f":"SUMIF($H11:$H210,$AC91,BI$11:BI$210)","v":0},0,0,0,0,0,0,0,0,0,0,null,null,{"$f":"IF(I92=\"\",0,I92*HLOOKUP($D92,'2_メイン'!$AC$17:$BB$19,3,FALSE)/1000*$W92)","v":0},{"$f":"IF(J92=\"\",0,J92*HLOOKUP($D92,'2_メイン'!$AC$17:$BB$19,3,FALSE)/1000*$W92)","v":0},{"$f":"IF(K92=\"\",0,K92*HLOOKUP($D92,'2_メイン'!$AC$17:$BB$19,3,FALSE)/1000*$W92)","v":0},{"$f":"IF(L92=\"\",0,L92*HLOOKUP($D92,'2_メイン'!$AC$17:$BB$19,3,FALSE)/1000*$W92)","v":0},{"$f":"IF(M92=\"\",0,M92*HLOOKUP($D92,'2_メイン'!$AC$17:$BB$19,3,FALSE)/1000*$W92)","v":0},{"$f":"IF(N92=\"\",0,N92*HLOOKUP($D92,'2_メイン'!$AC$17:$BB$19,3,FALSE)/1000*$W92)","v":0},{"$f":"IF(O92=\"\",0,O92*HLOOKUP($D92,'2_メイン'!$AC$17:$BB$19,3,FALSE)/1000*$W92)","v":0},{"$f":"IF(P92=\"\",0,P92*HLOOKUP($D92,'2_メイン'!$AC$17:$BB$19,3,FALSE)/1000*$W92)","v":0},{"$f":"IF(Q92=\"\",0,Q92*HLOOKUP($D92,'2_メイン'!$AC$17:$BB$19,3,FALSE)/1000*$W92)","v":0},{"$f":"IF(R92=\"\",0,R92*HLOOKUP($D92,'2_メイン'!$AC$17:$BB$19,3,FALSE)/1000*$W92)","v":0},{"$f":"IF(S92=\"\",0,S92*HLOOKUP($D92,'2_メイン'!$AC$17:$BB$19,3,FALSE)/1000*$W92)","v":0},{"$f":"IF(T92=\"\",0,T92*HLOOKUP($D92,'2_メイン'!$AC$17:$BB$19,3,FALSE)/1000*$W92)","v":0},null,null,{"$f":"IF(I92=\"\",0,I92*HLOOKUP($D92,'2_メイン'!$AC$17:$BB$20,4,FALSE)*$W92)","v":0},{"$f":"IF(J92=\"\",0,J92*HLOOKUP($D92,'2_メイン'!$AC$17:$BB$20,4,FALSE)*$W92)","v":0},{"$f":"IF(K92=\"\",0,K92*HLOOKUP($D92,'2_メイン'!$AC$17:$BB$20,4,FALSE)*$W92)","v":0},{"$f":"IF(L92=\"\",0,L92*HLOOKUP($D92,'2_メイン'!$AC$17:$BB$20,4,FALSE)*$W92)","v":0},{"$f":"IF(M92=\"\",0,M92*HLOOKUP($D92,'2_メイン'!$AC$17:$BB$20,4,FALSE)*$W92)","v":0},{"$f":"IF(N92=\"\",0,N92*HLOOKUP($D92,'2_メイン'!$AC$17:$BB$20,4,FALSE)*$W92)","v":0},{"$f":"IF(O92=\"\",0,O92*HLOOKUP($D92,'2_メイン'!$AC$17:$BB$20,4,FALSE)*$W92)","v":0},{"$f":"IF(P92=\"\",0,P92*HLOOKUP($D92,'2_メイン'!$AC$17:$BB$20,4,FALSE)*$W92)","v":0},{"$f":"IF(Q92=\"\",0,Q92*HLOOKUP($D92,'2_メイン'!$AC$17:$BB$20,4,FALSE)*$W92)","v":0},{"$f":"IF(R92=\"\",0,R92*HLOOKUP($D92,'2_メイン'!$AC$17:$BB$20,4,FALSE)*$W92)","v":0},{"$f":"IF(S92=\"\",0,S92*HLOOKUP($D92,'2_メイン'!$AC$17:$BB$20,4,FALSE)*$W92)","v":0},{"$f":"IF(T92=\"\",0,T92*HLOOKUP($D92,'2_メイン'!$AC$17:$BB$20,4,FALSE)*$W92)","v":0}]
[null,83,null,null,null,null,"",null,null,null,null,null,null,null,null,null,null,null,null,null,null,{"$f":"IF(U93=\"\",\"\",U93*HLOOKUP(D93,'2_メイン'!$AC$17:$BB$19,3,FALSE)/1000)","v":""},1,null,null,null,null,null,null,"入居率",null,{"$f":"IF(SUMIF('7_テナント入居率'!$C$14:$C$43,$AC$91,'7_テナント入居率'!D14:D43)=0,0,SUMIF('7_テナント入居率'!$C$14:$C$43,$AC$91,'7_テナント入居率'!D14:D43))","v":0},{"$f":"IF(SUMIF('7_テナント入居率'!$C$14:$C$43,$AC$91,'7_テナント入居率'!E14:E43)=0,0,SUMIF('7_テナント入居率'!$C$14:$C$43,$AC$91,'7_テナント入居率'!E14:E43))","v":0},{"$f":"IF(SUMIF('7_テナント入居率'!$C$14:$C$43,$AC$91,'7_テナント入居率'!F14:F43)=0,0,SUMIF('7_テナント入居率'!$C$14:$C$43,$AC$91,'7_テナント入居率'!F14:F43))","v":0},{"$f":"IF(SUMIF('7_テナント入居率'!$C$14:$C$43,$AC$91,'7_テナント入居率'!G14:G43)=0,0,SUMIF('7_テナント入居率'!$C$14:$C$43,$AC$91,'7_テナント入居率'!G14:G43))","v":0},{"$f":"IF(SUMIF('7_テナント入居率'!$C$14:$C$43,$AC$91,'7_テナント入居率'!H14:H43)=0,0,SUMIF('7_テナント入居率'!$C$14:$C$43,$AC$91,'7_テナント入居率'!H14:H43))","v":0},{"$f":"IF(SUMIF('7_テナント入居率'!$C$14:$C$43,$AC$91,'7_テナント入居率'!I14:I43)=0,0,SUMIF('7_テナント入居率'!$C$14:$C$43,$AC$91,'7_テナント入居率'!I14:I43))","v":0},{"$f":"IF(SUMIF('7_テナント入居率'!$C$14:$C$43,$AC$91,'7_テナント入居率'!J14:J43)=0,0,SUMIF('7_テナント入居率'!$C$14:$C$43,$AC$91,'7_テナント入居率'!J14:J43))","v":0},{"$f":"IF(SUMIF('7_テナント入居率'!$C$14:$C$43,$AC$91,'7_テナント入居率'!K14:K43)=0,0,SUMIF('7_テナント入居率'!$C$14:$C$43,$AC$91,'7_テナント入居率'!K14:K43))","v":0},{"$f":"IF(SUMIF('7_テナント入居率'!$C$14:$C$43,$AC$91,'7_テナント入居率'!L14:L43)=0,0,SUMIF('7_テナント入居率'!$C$14:$C$43,$AC$91,'7_テナント入居率'!L14:L43))","v":0},{"$f":"IF(SUMIF('7_テナント入居率'!$C$14:$C$43,$AC$91,'7_テナント入居率'!M14:M43)=0,0,SUMIF('7_テナント入居率'!$C$14:$C$43,$AC$91,'7_テナント入居率'!M14:M43))","v":0},{"$f":"IF(SUMIF('7_テナント入居率'!$C$14:$C$43,$AC$91,'7_テナント入居率'!N14:N43)=0,0,SUMIF('7_テナント入居率'!$C$14:$C$43,$AC$91,'7_テナント入居率'!N14:N43))","v":0},{"$f":"IF(SUMIF('7_テナント入居率'!$C$14:$C$43,$AC$91,'7_テナント入居率'!O14:O43)=0,0,SUMIF('7_テナント入居率'!$C$14:$C$43,$AC$91,'7_テナント入居率'!O14:O43))","v":0},null,null,{"$f":"IF(I93=\"\",0,I93*HLOOKUP($D93,'2_メイン'!$AC$17:$BB$19,3,FALSE)/1000*$W93)","v":0},{"$f":"IF(J93=\"\",0,J93*HLOOKUP($D93,'2_メイン'!$AC$17:$BB$19,3,FALSE)/1000*$W93)","v":0},{"$f":"IF(K93=\"\",0,K93*HLOOKUP($D93,'2_メイン'!$AC$17:$BB$19,3,FALSE)/1000*$W93)","v":0},{"$f":"IF(L93=\"\",0,L93*HLOOKUP($D93,'2_メイン'!$AC$17:$BB$19,3,FALSE)/1000*$W93)","v":0},{"$f":"IF(M93=\"\",0,M93*HLOOKUP($D93,'2_メイン'!$AC$17:$BB$19,3,FALSE)/1000*$W93)","v":0},{"$f":"IF(N93=\"\",0,N93*HLOOKUP($D93,'2_メイン'!$AC$17:$BB$19,3,FALSE)/1000*$W93)","v":0},{"$f":"IF(O93=\"\",0,O93*HLOOKUP($D93,'2_メイン'!$AC$17:$BB$19,3,FALSE)/1000*$W93)","v":0},{"$f":"IF(P93=\"\",0,P93*HLOOKUP($D93,'2_メイン'!$AC$17:$BB$19,3,FALSE)/1000*$W93)","v":0},{"$f":"IF(Q93=\"\",0,Q93*HLOOKUP($D93,'2_メイン'!$AC$17:$BB$19,3,FALSE)/1000*$W93)","v":0},{"$f":"IF(R93=\"\",0,R93*HLOOKUP($D93,'2_メイン'!$AC$17:$BB$19,3,FALSE)/1000*$W93)","v":0},{"$f":"IF(S93=\"\",0,S93*HLOOKUP($D93,'2_メイン'!$AC$17:$BB$19,3,FALSE)/1000*$W93)","v":0},{"$f":"IF(T93=\"\",0,T93*HLOOKUP($D93,'2_メイン'!$AC$17:$BB$19,3,FALSE)/1000*$W93)","v":0},null,null,{"$f":"IF(I93=\"\",0,I93*HLOOKUP($D93,'2_メイン'!$AC$17:$BB$20,4,FALSE)*$W93)","v":0},{"$f":"IF(J93=\"\",0,J93*HLOOKUP($D93,'2_メイン'!$AC$17:$BB$20,4,FALSE)*$W93)","v":0},{"$f":"IF(K93=\"\",0,K93*HLOOKUP($D93,'2_メイン'!$AC$17:$BB$20,4,FALSE)*$W93)","v":0},{"$f":"IF(L93=\"\",0,L93*HLOOKUP($D93,'2_メイン'!$AC$17:$BB$20,4,FALSE)*$W93)","v":0},{"$f":"IF(M93=\"\",0,M93*HLOOKUP($D93,'2_メイン'!$AC$17:$BB$20,4,FALSE)*$W93)","v":0},{"$f":"IF(N93=\"\",0,N93*HLOOKUP($D93,'2_メイン'!$AC$17:$BB$20,4,FALSE)*$W93)","v":0},{"$f":"IF(O93=\"\",0,O93*HLOOKUP($D93,'2_メイン'!$AC$17:$BB$20,4,FALSE)*$W93)","v":0},{"$f":"IF(P93=\"\",0,P93*HLOOKUP($D93,'2_メイン'!$AC$17:$BB$20,4,FALSE)*$W93)","v":0},{"$f":"IF(Q93=\"\",0,Q93*HLOOKUP($D93,'2_メイン'!$AC$17:$BB$20,4,FALSE)*$W93)","v":0},{"$f":"IF(R93=\"\",0,R93*HLOOKUP($D93,'2_メイン'!$AC$17:$BB$20,4,FALSE)*$W93)","v":0},{"$f":"IF(S93=\"\",0,S93*HLOOKUP($D93,'2_メイン'!$AC$17:$BB$20,4,FALSE)*$W93)","v":0},{"$f":"IF(T93=\"\",0,T93*HLOOKUP($D93,'2_メイン'!$AC$17:$BB$20,4,FALSE)*$W93)","v":0}]
[null,84,null,null,null,null,"",null,null,null,null,null,null,null,null,null,null,null,null,null,null,{"$f":"IF(U94=\"\",\"\",U94*HLOOKUP(D94,'2_メイン'!$AC$17:$BB$19,3,FALSE)/1000)","v":""},1,null,null,null,null,null,null,"補正後","CO2",{"$f":"IFERROR(AF91*$AV$3/AF93+AF91*$AW$3,0)","v":0},{"$f":"IFERROR(AG91*$AV$3/AG93+AG91*$AW$3,0)","v":0},0,0,0,0,0,0,0,0,0,0,{"$f":"SUM(AF94:AQ94)","v":0},null,{"$f":"IF(I94=\"\",0,I94*HLOOKUP($D94,'2_メイン'!$AC$17:$BB$19,3,FALSE)/1000*$W94)","v":0},{"$f":"IF(J94=\"\",0,J94*HLOOKUP($D94,'2_メイン'!$AC$17:$BB$19,3,FALSE)/1000*$W94)","v":0},{"$f":"IF(K94=\"\",0,K94*HLOOKUP($D94,'2_メイン'!$AC$17:$BB$19,3,FALSE)/1000*$W94)","v":0},{"$f":"IF(L94=\"\",0,L94*HLOOKUP($D94,'2_メイン'!$AC$17:$BB$19,3,FALSE)/1000*$W94)","v":0},{"$f":"IF(M94=\"\",0,M94*HLOOKUP($D94,'2_メイン'!$AC$17:$BB$19,3,FALSE)/1000*$W94)","v":0},{"$f":"IF(N94=\"\",0,N94*HLOOKUP($D94,'2_メイン'!$AC$17:$BB$19,3,FALSE)/1000*$W94)","v":0},{"$f":"IF(O94=\"\",0,O94*HLOOKUP($D94,'2_メイン'!$AC$17:$BB$19,3,FALSE)/1000*$W94)","v":0},{"$f":"IF(P94=\"\",0,P94*HLOOKUP($D94,'2_メイン'!$AC$17:$BB$19,3,FALSE)/1000*$W94)","v":0},{"$f":"IF(Q94=\"\",0,Q94*HLOOKUP($D94,'2_メイン'!$AC$17:$BB$19,3,FALSE)/1000*$W94)","v":0},{"$f":"IF(R94=\"\",0,R94*HLOOKUP($D94,'2_メイン'!$AC$17:$BB$19,3,FALSE)/1000*$W94)","v":0},{"$f":"IF(S94=\"\",0,S94*HLOOKUP($D94,'2_メイン'!$AC$17:$BB$19,3,FALSE)/1000*$W94)","v":0},{"$f":"IF(T94=\"\",0,T94*HLOOKUP($D94,'2_メイン'!$AC$17:$BB$19,3,FALSE)/1000*$W94)","v":0},null,null,{"$f":"IF(I94=\"\",0,I94*HLOOKUP($D94,'2_メイン'!$AC$17:$BB$20,4,FALSE)*$W94)","v":0},{"$f":"IF(J94=\"\",0,J94*HLOOKUP($D94,'2_メイン'!$AC$17:$BB$20,4,FALSE)*$W94)","v":0},{"$f":"IF(K94=\"\",0,K94*HLOOKUP($D94,'2_メイン'!$AC$17:$BB$20,4,FALSE)*$W94)","v":0},{"$f":"IF(L94=\"\",0,L94*HLOOKUP($D94,'2_メイン'!$AC$17:$BB$20,4,FALSE)*$W94)","v":0},{"$f":"IF(M94=\"\",0,M94*HLOOKUP($D94,'2_メイン'!$AC$17:$BB$20,4,FALSE)*$W94)","v":0},{"$f":"IF(N94=\"\",0,N94*HLOOKUP($D94,'2_メイン'!$AC$17:$BB$20,4,FALSE)*$W94)","v":0},{"$f":"IF(O94=\"\",0,O94*HLOOKUP($D94,'2_メイン'!$AC$17:$BB$20,4,FALSE)*$W94)","v":0},{"$f":"IF(P94=\"\",0,P94*HLOOKUP($D94,'2_メイン'!$AC$17:$BB$20,4,FALSE)*$W94)","v":0},{"$f":"IF(Q94=\"\",0,Q94*HLOOKUP($D94,'2_メイン'!$AC$17:$BB$20,4,FALSE)*$W94)","v":0},{"$f":"IF(R94=\"\",0,R94*HLOOKUP($D94,'2_メイン'!$AC$17:$BB$20,4,FALSE)*$W94)","v":0},{"$f":"IF(S94=\"\",0,S94*HLOOKUP($D94,'2_メイン'!$AC$17:$BB$20,4,FALSE)*$W94)","v":0},{"$f":"IF(T94=\"\",0,T94*HLOOKUP($D94,'2_メイン'!$AC$17:$BB$20,4,FALSE)*$W94)","v":0}]
[null,85,null,null,null,null,"",null,null,null,null,null,null,null,null,null,null,null,null,null,null,{"$f":"IF(U95=\"\",\"\",U95*HLOOKUP(D95,'2_メイン'!$AC$17:$BB$19,3,FALSE)/1000)","v":""},1,null,null,null,null,null,null,null,"MJ",{"$f":"IFERROR(AF92*$AV$3/AF93+AF92*$AW$3,0)","v":0},{"$f":"IFERROR(AG92*$AV$3/AG93+AG92*$AW$3,0)","v":0},0,0,0,0,0,0,0,0,0,0,{"$f":"SUM(AF95:AQ95)","v":0},null,{"$f":"IF(I95=\"\",0,I95*HLOOKUP($D95,'2_メイン'!$AC$17:$BB$19,3,FALSE)/1000*$W95)","v":0},{"$f":"IF(J95=\"\",0,J95*HLOOKUP($D95,'2_メイン'!$AC$17:$BB$19,3,FALSE)/1000*$W95)","v":0},{"$f":"IF(K95=\"\",0,K95*HLOOKUP($D95,'2_メイン'!$AC$17:$BB$19,3,FALSE)/1000*$W95)","v":0},{"$f":"IF(L95=\"\",0,L95*HLOOKUP($D95,'2_メイン'!$AC$17:$BB$19,3,FALSE)/1000*$W95)","v":0},{"$f":"IF(M95=\"\",0,M95*HLOOKUP($D95,'2_メイン'!$AC$17:$BB$19,3,FALSE)/1000*$W95)","v":0},{"$f":"IF(N95=\"\",0,N95*HLOOKUP($D95,'2_メイン'!$AC$17:$BB$19,3,FALSE)/1000*$W95)","v":0},{"$f":"IF(O95=\"\",0,O95*HLOOKUP($D95,'2_メイン'!$AC$17:$BB$19,3,FALSE)/1000*$W95)","v":0},{"$f":"IF(P95=\"\",0,P95*HLOOKUP($D95,'2_メイン'!$AC$17:$BB$19,3,FALSE)/1000*$W95)","v":0},{"$f":"IF(Q95=\"\",0,Q95*HLOOKUP($D95,'2_メイン'!$AC$17:$BB$19,3,FALSE)/1000*$W95)","v":0},{"$f":"IF(R95=\"\",0,R95*HLOOKUP($D95,'2_メイン'!$AC$17:$BB$19,3,FALSE)/1000*$W95)","v":0},{"$f":"IF(S95=\"\",0,S95*HLOOKUP($D95,'2_メイン'!$AC$17:$BB$19,3,FALSE)/1000*$W95)","v":0},{"$f":"IF(T95=\"\",0,T95*HLOOKUP($D95,'2_メイン'!$AC$17:$BB$19,3,FALSE)/1000*$W95)","v":0},null,null,{"$f":"IF(I95=\"\",0,I95*HLOOKUP($D95,'2_メイン'!$AC$17:$BB$20,4,FALSE)*$W95)","v":0},{"$f":"IF(J95=\"\",0,J95*HLOOKUP($D95,'2_メイン'!$AC$17:$BB$20,4,FALSE)*$W95)","v":0},{"$f":"IF(K95=\"\",0,K95*HLOOKUP($D95,'2_メイン'!$AC$17:$BB$20,4,FALSE)*$W95)","v":0},{"$f":"IF(L95=\"\",0,L95*HLOOKUP($D95,'2_メイン'!$AC$17:$BB$20,4,FALSE)*$W95)","v":0},{"$f":"IF(M95=\"\",0,M95*HLOOKUP($D95,'2_メイン'!$AC$17:$BB$20,4,FALSE)*$W95)","v":0},{"$f":"IF(N95=\"\",0,N95*HLOOKUP($D95,'2_メイン'!$AC$17:$BB$20,4,FALSE)*$W95)","v":0},{"$f":"IF(O95=\"\",0,O95*HLOOKUP($D95,'2_メイン'!$AC$17:$BB$20,4,FALSE)*$W95)","v":0},{"$f":"IF(P95=\"\",0,P95*HLOOKUP($D95,'2_メイン'!$AC$17:$BB$20,4,FALSE)*$W95)","v":0},{"$f":"IF(Q95=\"\",0,Q95*HLOOKUP($D95,'2_メイン'!$AC$17:$BB$20,4,FALSE)*$W95)","v":0},{"$f":"IF(R95=\"\",0,R95*HLOOKUP($D95,'2_メイン'!$AC$17:$BB$20,4,FALSE)*$W95)","v":0},{"$f":"IF(S95=\"\",0,S95*HLOOKUP($D95,'2_メイン'!$AC$17:$BB$20,4,FALSE)*$W95)","v":0},{"$f":"IF(T95=\"\",0,T95*HLOOKUP($D95,'2_メイン'!$AC$17:$BB$20,4,FALSE)*$W95)","v":0}]
[null,86,null,null,null,null,"",null,null,null,null,null,null,null,null,null,null,null,null,null,null,{"$f":"IF(U96=\"\",\"\",U96*HLOOKUP(D96,'2_メイン'!$AC$17:$BB$19,3,FALSE)/1000)","v":""},1,null,null,null,null,null,null,"エネルギー月別割合",null,{"$f":"IF(AF93>0,AI$3,0)","v":0},{"$f":"IF(AG93>0,AJ$3,0)","v":0},0,0,0,0,0,0,0,0,0,0,{"$f":"SUM(AF96:AQ96)","v":0},null,{"$f":"IF(I96=\"\",0,I96*HLOOKUP($D96,'2_メイン'!$AC$17:$BB$19,3,FALSE)/1000*$W96)","v":0},{"$f":"IF(J96=\"\",0,J96*HLOOKUP($D96,'2_メイン'!$AC$17:$BB$19,3,FALSE)/1000*$W96)","v":0},{"$f":"IF(K96=\"\",0,K96*HLOOKUP($D96,'2_メイン'!$AC$17:$BB$19,3,FALSE)/1000*$W96)","v":0},{"$f":"IF(L96=\"\",0,L96*HLOOKUP($D96,'2_メイン'!$AC$17:$BB$19,3,FALSE)/1000*$W96)","v":0},{"$f":"IF(M96=\"\",0,M96*HLOOKUP($D96,'2_メイン'!$AC$17:$BB$19,3,FALSE)/1000*$W96)","v":0},{"$f":"IF(N96=\"\",0,N96*HLOOKUP($D96,'2_メイン'!$AC$17:$BB$19,3,FALSE)/1000*$W96)","v":0},{"$f":"IF(O96=\"\",0,O96*HLOOKUP($D96,'2_メイン'!$AC$17:$BB$19,3,FALSE)/1000*$W96)","v":0},{"$f":"IF(P96=\"\",0,P96*HLOOKUP($D96,'2_メイン'!$AC$17:$BB$19,3,FALSE)/1000*$W96)","v":0},{"$f":"IF(Q96=\"\",0,Q96*HLOOKUP($D96,'2_メイン'!$AC$17:$BB$19,3,FALSE)/1000*$W96)","v":0},{"$f":"IF(R96=\"\",0,R96*HLOOKUP($D96,'2_メイン'!$AC$17:$BB$19,3,FALSE)/1000*$W96)","v":0},{"$f":"IF(S96=\"\",0,S96*HLOOKUP($D96,'2_メイン'!$AC$17:$BB$19,3,FALSE)/1000*$W96)","v":0},{"$f":"IF(T96=\"\",0,T96*HLOOKUP($D96,'2_メイン'!$AC$17:$BB$19,3,FALSE)/1000*$W96)","v":0},null,null,{"$f":"IF(I96=\"\",0,I96*HLOOKUP($D96,'2_メイン'!$AC$17:$BB$20,4,FALSE)*$W96)","v":0},{"$f":"IF(J96=\"\",0,J96*HLOOKUP($D96,'2_メイン'!$AC$17:$BB$20,4,FALSE)*$W96)","v":0},{"$f":"IF(K96=\"\",0,K96*HLOOKUP($D96,'2_メイン'!$AC$17:$BB$20,4,FALSE)*$W96)","v":0},{"$f":"IF(L96=\"\",0,L96*HLOOKUP($D96,'2_メイン'!$AC$17:$BB$20,4,FALSE)*$W96)","v":0},{"$f":"IF(M96=\"\",0,M96*HLOOKUP($D96,'2_メイン'!$AC$17:$BB$20,4,FALSE)*$W96)","v":0},{"$f":"IF(N96=\"\",0,N96*HLOOKUP($D96,'2_メイン'!$AC$17:$BB$20,4,FALSE)*$W96)","v":0},{"$f":"IF(O96=\"\",0,O96*HLOOKUP($D96,'2_メイン'!$AC$17:$BB$20,4,FALSE)*$W96)","v":0},{"$f":"IF(P96=\"\",0,P96*HLOOKUP($D96,'2_メイン'!$AC$17:$BB$20,4,FALSE)*$W96)","v":0},{"$f":"IF(Q96=\"\",0,Q96*HLOOKUP($D96,'2_メイン'!$AC$17:$BB$20,4,FALSE)*$W96)","v":0},{"$f":"IF(R96=\"\",0,R96*HLOOKUP($D96,'2_メイン'!$AC$17:$BB$20,4,FALSE)*$W96)","v":0},{"$f":"IF(S96=\"\",0,S96*HLOOKUP($D96,'2_メイン'!$AC$17:$BB$20,4,FALSE)*$W96)","v":0},{"$f":"IF(T96=\"\",0,T96*HLOOKUP($D96,'2_メイン'!$AC$17:$BB$20,4,FALSE)*$W96)","v":0}]
[null,87,null,null,null,null,"",null,null,null,null,null,null,null,null,null,null,null,null,null,null,{"$f":"IF(U97=\"\",\"\",U97*HLOOKUP(D97,'2_メイン'!$AC$17:$BB$19,3,FALSE)/1000)","v":""},1,null,null,null,null,null,null,"入居率0の場合の補正値","CO2",{"$f":"IFERROR(IF(AF96>0,0,$AR$94/$AR$96*AI3),0)","v":0},{"$f":"IFERROR(IF(AG96>0,0,$AR$94/$AR$96*AJ3),0)","v":0},0,0,0,0,0,0,0,0,0,0,null,null,{"$f":"IF(I97=\"\",0,I97*HLOOKUP($D97,'2_メイン'!$AC$17:$BB$19,3,FALSE)/1000*$W97)","v":0},{"$f":"IF(J97=\"\",0,J97*HLOOKUP($D97,'2_メイン'!$AC$17:$BB$19,3,FALSE)/1000*$W97)","v":0},{"$f":"IF(K97=\"\",0,K97*HLOOKUP($D97,'2_メイン'!$AC$17:$BB$19,3,FALSE)/1000*$W97)","v":0},{"$f":"IF(L97=\"\",0,L97*HLOOKUP($D97,'2_メイン'!$AC$17:$BB$19,3,FALSE)/1000*$W97)","v":0},{"$f":"IF(M97=\"\",0,M97*HLOOKUP($D97,'2_メイン'!$AC$17:$BB$19,3,FALSE)/1000*$W97)","v":0},{"$f":"IF(N97=\"\",0,N97*HLOOKUP($D97,'2_メイン'!$AC$17:$BB$19,3,FALSE)/1000*$W97)","v":0},{"$f":"IF(O97=\"\",0,O97*HLOOKUP($D97,'2_メイン'!$AC$17:$BB$19,3,FALSE)/1000*$W97)","v":0},{"$f":"IF(P97=\"\",0,P97*HLOOKUP($D97,'2_メイン'!$AC$17:$BB$19,3,FALSE)/1000*$W97)","v":0},{"$f":"IF(Q97=\"\",0,Q97*HLOOKUP($D97,'2_メイン'!$AC$17:$BB$19,3,FALSE)/1000*$W97)","v":0},{"$f":"IF(R97=\"\",0,R97*HLOOKUP($D97,'2_メイン'!$AC$17:$BB$19,3,FALSE)/1000*$W97)","v":0},{"$f":"IF(S97=\"\",0,S97*HLOOKUP($D97,'2_メイン'!$AC$17:$BB$19,3,FALSE)/1000*$W97)","v":0},{"$f":"IF(T97=\"\",0,T97*HLOOKUP($D97,'2_メイン'!$AC$17:$BB$19,3,FALSE)/1000*$W97)","v":0},null,null,{"$f":"IF(I97=\"\",0,I97*HLOOKUP($D97,'2_メイン'!$AC$17:$BB$20,4,FALSE)*$W97)","v":0},{"$f":"IF(J97=\"\",0,J97*HLOOKUP($D97,'2_メイン'!$AC$17:$BB$20,4,FALSE)*$W97)","v":0},{"$f":"IF(K97=\"\",0,K97*HLOOKUP($D97,'2_メイン'!$AC$17:$BB$20,4,FALSE)*$W97)","v":0},{"$f":"IF(L97=\"\",0,L97*HLOOKUP($D97,'2_メイン'!$AC$17:$BB$20,4,FALSE)*$W97)","v":0},{"$f":"IF(M97=\"\",0,M97*HLOOKUP($D97,'2_メイン'!$AC$17:$BB$20,4,FALSE)*$W97)","v":0},{"$f":"IF(N97=\"\",0,N97*HLOOKUP($D97,'2_メイン'!$AC$17:$BB$20,4,FALSE)*$W97)","v":0},{"$f":"IF(O97=\"\",0,O97*HLOOKUP($D97,'2_メイン'!$AC$17:$BB$20,4,FALSE)*$W97)","v":0},{"$f":"IF(P97=\"\",0,P97*HLOOKUP($D97,'2_メイン'!$AC$17:$BB$20,4,FALSE)*$W97)","v":0},{"$f":"IF(Q97=\"\",0,Q97*HLOOKUP($D97,'2_メイン'!$AC$17:$BB$20,4,FALSE)*$W97)","v":0},{"$f":"IF(R97=\"\",0,R97*HLOOKUP($D97,'2_メイン'!$AC$17:$BB$20,4,FALSE)*$W97)","v":0},{"$f":"IF(S97=\"\",0,S97*HLOOKUP($D97,'2_メイン'!$AC$17:$BB$20,4,FALSE)*$W97)","v":0},{"$f":"IF(T97=\"\",0,T97*HLOOKUP($D97,'2_メイン'!$AC$17:$BB$20,4,FALSE)*$W97)","v":0}]
[null,88,null,null,null,null,"",null,null,null,null,null,null,null,null,null,null,null,null,null,null,{"$f":"IF(U98=\"\",\"\",U98*HLOOKUP(D98,'2_メイン'!$AC$17:$BB$19,3,FALSE)/1000)","v":""},1,null,null,null,null,null,null,null,"MJ",{"$f":"IFERROR(IF(AF96>0,0,$AR$95/$AR$96*AI3),0)","v":0},{"$f":"IFERROR(IF(AG96>0,0,$AR$95/$AR$96*AJ3),0)","v":0},0,0,0,0,0,0,0,0,0,0,null,null,{"$f":"IF(I98=\"\",0,I98*HLOOKUP($D98,'2_メイン'!$AC$17:$BB$19,3,FALSE)/1000*$W98)","v":0},{"$f":"IF(J98=\"\",0,J98*HLOOKUP($D98,'2_メイン'!$AC$17:$BB$19,3,FALSE)/1000*$W98)","v":0},{"$f":"IF(K98=\"\",0,K98*HLOOKUP($D98,'2_メイン'!$AC$17:$BB$19,3,FALSE)/1000*$W98)","v":0},{"$f":"IF(L98=\"\",0,L98*HLOOKUP($D98,'2_メイン'!$AC$17:$BB$19,3,FALSE)/1000*$W98)","v":0},{"$f":"IF(M98=\"\",0,M98*HLOOKUP($D98,'2_メイン'!$AC$17:$BB$19,3,FALSE)/1000*$W98)","v":0},{"$f":"IF(N98=\"\",0,N98*HLOOKUP($D98,'2_メイン'!$AC$17:$BB$19,3,FALSE)/1000*$W98)","v":0},{"$f":"IF(O98=\"\",0,O98*HLOOKUP($D98,'2_メイン'!$AC$17:$BB$19,3,FALSE)/1000*$W98)","v":0},{"$f":"IF(P98=\"\",0,P98*HLOOKUP($D98,'2_メイン'!$AC$17:$BB$19,3,FALSE)/1000*$W98)","v":0},{"$f":"IF(Q98=\"\",0,Q98*HLOOKUP($D98,'2_メイン'!$AC$17:$BB$19,3,FALSE)/1000*$W98)","v":0},{"$f":"IF(R98=\"\",0,R98*HLOOKUP($D98,'2_メイン'!$AC$17:$BB$19,3,FALSE)/1000*$W98)","v":0},{"$f":"IF(S98=\"\",0,S98*HLOOKUP($D98,'2_メイン'!$AC$17:$BB$19,3,FALSE)/1000*$W98)","v":0},{"$f":"IF(T98=\"\",0,T98*HLOOKUP($D98,'2_メイン'!$AC$17:$BB$19,3,FALSE)/1000*$W98)","v":0},null,null,{"$f":"IF(I98=\"\",0,I98*HLOOKUP($D98,'2_メイン'!$AC$17:$BB$20,4,FALSE)*$W98)","v":0},{"$f":"IF(J98=\"\",0,J98*HLOOKUP($D98,'2_メイン'!$AC$17:$BB$20,4,FALSE)*$W98)","v":0},{"$f":"IF(K98=\"\",0,K98*HLOOKUP($D98,'2_メイン'!$AC$17:$BB$20,4,FALSE)*$W98)","v":0},{"$f":"IF(L98=\"\",0,L98*HLOOKUP($D98,'2_メイン'!$AC$17:$BB$20,4,FALSE)*$W98)","v":0},{"$f":"IF(M98=\"\",0,M98*HLOOKUP($D98,'2_メイン'!$AC$17:$BB$20,4,FALSE)*$W98)","v":0},{"$f":"IF(N98=\"\",0,N98*HLOOKUP($D98,'2_メイン'!$AC$17:$BB$20,4,FALSE)*$W98)","v":0},{"$f":"IF(O98=\"\",0,O98*HLOOKUP($D98,'2_メイン'!$AC$17:$BB$20,4,FALSE)*$W98)","v":0},{"$f":"IF(P98=\"\",0,P98*HLOOKUP($D98,'2_メイン'!$AC$17:$BB$20,4,FALSE)*$W98)","v":0},{"$f":"IF(Q98=\"\",0,Q98*HLOOKUP($D98,'2_メイン'!$AC$17:$BB$20,4,FALSE)*$W98)","v":0},{"$f":"IF(R98=\"\",0,R98*HLOOKUP($D98,'2_メイン'!$AC$17:$BB$20,4,FALSE)*$W98)","v":0},{"$f":"IF(S98=\"\",0,S98*HLOOKUP($D98,'2_メイン'!$AC$17:$BB$20,4,FALSE)*$W98)","v":0},{"$f":"IF(T98=\"\",0,T98*HLOOKUP($D98,'2_メイン'!$AC$17:$BB$20,4,FALSE)*$W98)","v":0}]
[null,89,null,null,null,null,"",null,null,null,null,null,null,null,null,null,null,null,null,null,null,{"$f":"IF(U99=\"\",\"\",U99*HLOOKUP(D99,'2_メイン'!$AC$17:$BB$19,3,FALSE)/1000)","v":""},1,null,null,null,null,null,null,"採用値","CO2",{"$f":"AF94+AF97","v":0},{"$f":"AG94+AG97","v":0},0,0,0,0,0,0,0,0,0,0,{"$f":"SUM(AF99:AQ99)","v":0},null,{"$f":"IF(I99=\"\",0,I99*HLOOKUP($D99,'2_メイン'!$AC$17:$BB$19,3,FALSE)/1000*$W99)","v":0},{"$f":"IF(J99=\"\",0,J99*HLOOKUP($D99,'2_メイン'!$AC$17:$BB$19,3,FALSE)/1000*$W99)","v":0},{"$f":"IF(K99=\"\",0,K99*HLOOKUP($D99,'2_メイン'!$AC$17:$BB$19,3,FALSE)/1000*$W99)","v":0},{"$f":"IF(L99=\"\",0,L99*HLOOKUP($D99,'2_メイン'!$AC$17:$BB$19,3,FALSE)/1000*$W99)","v":0},{"$f":"IF(M99=\"\",0,M99*HLOOKUP($D99,'2_メイン'!$AC$17:$BB$19,3,FALSE)/1000*$W99)","v":0},{"$f":"IF(N99=\"\",0,N99*HLOOKUP($D99,'2_メイン'!$AC$17:$BB$19,3,FALSE)/1000*$W99)","v":0},{"$f":"IF(O99=\"\",0,O99*HLOOKUP($D99,'2_メイン'!$AC$17:$BB$19,3,FALSE)/1000*$W99)","v":0},{"$f":"IF(P99=\"\",0,P99*HLOOKUP($D99,'2_メイン'!$AC$17:$BB$19,3,FALSE)/1000*$W99)","v":0},{"$f":"IF(Q99=\"\",0,Q99*HLOOKUP($D99,'2_メイン'!$AC$17:$BB$19,3,FALSE)/1000*$W99)","v":0},{"$f":"IF(R99=\"\",0,R99*HLOOKUP($D99,'2_メイン'!$AC$17:$BB$19,3,FALSE)/1000*$W99)","v":0},{"$f":"IF(S99=\"\",0,S99*HLOOKUP($D99,'2_メイン'!$AC$17:$BB$19,3,FALSE)/1000*$W99)","v":0},{"$f":"IF(T99=\"\",0,T99*HLOOKUP($D99,'2_メイン'!$AC$17:$BB$19,3,FALSE)/1000*$W99)","v":0},null,null,{"$f":"IF(I99=\"\",0,I99*HLOOKUP($D99,'2_メイン'!$AC$17:$BB$20,4,FALSE)*$W99)","v":0},{"$f":"IF(J99=\"\",0,J99*HLOOKUP($D99,'2_メイン'!$AC$17:$BB$20,4,FALSE)*$W99)","v":0},{"$f":"IF(K99=\"\",0,K99*HLOOKUP($D99,'2_メイン'!$AC$17:$BB$20,4,FALSE)*$W99)","v":0},{"$f":"IF(L99=\"\",0,L99*HLOOKUP($D99,'2_メイン'!$AC$17:$BB$20,4,FALSE)*$W99)","v":0},{"$f":"IF(M99=\"\",0,M99*HLOOKUP($D99,'2_メイン'!$AC$17:$BB$20,4,FALSE)*$W99)","v":0},{"$f":"IF(N99=\"\",0,N99*HLOOKUP($D99,'2_メイン'!$AC$17:$BB$20,4,FALSE)*$W99)","v":0},{"$f":"IF(O99=\"\",0,O99*HLOOKUP($D99,'2_メイン'!$AC$17:$BB$20,4,FALSE)*$W99)","v":0},{"$f":"IF(P99=\"\",0,P99*HLOOKUP($D99,'2_メイン'!$AC$17:$BB$20,4,FALSE)*$W99)","v":0},{"$f":"IF(Q99=\"\",0,Q99*HLOOKUP($D99,'2_メイン'!$AC$17:$BB$20,4,FALSE)*$W99)","v":0},{"$f":"IF(R99=\"\",0,R99*HLOOKUP($D99,'2_メイン'!$AC$17:$BB$20,4,FALSE)*$W99)","v":0},{"$f":"IF(S99=\"\",0,S99*HLOOKUP($D99,'2_メイン'!$AC$17:$BB$20,4,FALSE)*$W99)","v":0},{"$f":"IF(T99=\"\",0,T99*HLOOKUP($D99,'2_メイン'!$AC$17:$BB$20,4,FALSE)*$W99)","v":0}]
[null,90,null,null,null,null,"",null,null,null,null,null,null,null,null,null,null,null,null,null,null,{"$f":"IF(U100=\"\",\"\",U100*HLOOKUP(D100,'2_メイン'!$AC$17:$BB$19,3,FALSE)/1000)","v":""},1,null,null,null,null,null,null,null,"MJ",{"$f":"AF95+AF98","v":0},{"$f":"AG95+AG98","v":0},0,0,0,0,0,0,0,0,0,0,{"$f":"SUM(AF100:AQ100)","v":0},null,{"$f":"IF(I100=\"\",0,I100*HLOOKUP($D100,'2_メイン'!$AC$17:$BB$19,3,FALSE)/1000*$W100)","v":0},{"$f":"IF(J100=\"\",0,J100*HLOOKUP($D100,'2_メイン'!$AC$17:$BB$19,3,FALSE)/1000*$W100)","v":0},{"$f":"IF(K100=\"\",0,K100*HLOOKUP($D100,'2_メイン'!$AC$17:$BB$19,3,FALSE)/1000*$W100)","v":0},{"$f":"IF(L100=\"\",0,L100*HLOOKUP($D100,'2_メイン'!$AC$17:$BB$19,3,FALSE)/1000*$W100)","v":0},{"$f":"IF(M100=\"\",0,M100*HLOOKUP($D100,'2_メイン'!$AC$17:$BB$19,3,FALSE)/1000*$W100)","v":0},{"$f":"IF(N100=\"\",0,N100*HLOOKUP($D100,'2_メイン'!$AC$17:$BB$19,3,FALSE)/1000*$W100)","v":0},{"$f":"IF(O100=\"\",0,O100*HLOOKUP($D100,'2_メイン'!$AC$17:$BB$19,3,FALSE)/1000*$W100)","v":0},{"$f":"IF(P100=\"\",0,P100*HLOOKUP($D100,'2_メイン'!$AC$17:$BB$19,3,FALSE)/1000*$W100)","v":0},{"$f":"IF(Q100=\"\",0,Q100*HLOOKUP($D100,'2_メイン'!$AC$17:$BB$19,3,FALSE)/1000*$W100)","v":0},{"$f":"IF(R100=\"\",0,R100*HLOOKUP($D100,'2_メイン'!$AC$17:$BB$19,3,FALSE)/1000*$W100)","v":0},{"$f":"IF(S100=\"\",0,S100*HLOOKUP($D100,'2_メイン'!$AC$17:$BB$19,3,FALSE)/1000*$W100)","v":0},{"$f":"IF(T100=\"\",0,T100*HLOOKUP($D100,'2_メイン'!$AC$17:$BB$19,3,FALSE)/1000*$W100)","v":0},null,null,{"$f":"IF(I100=\"\",0,I100*HLOOKUP($D100,'2_メイン'!$AC$17:$BB$20,4,FALSE)*$W100)","v":0},{"$f":"IF(J100=\"\",0,J100*HLOOKUP($D100,'2_メイン'!$AC$17:$BB$20,4,FALSE)*$W100)","v":0},{"$f":"IF(K100=\"\",0,K100*HLOOKUP($D100,'2_メイン'!$AC$17:$BB$20,4,FALSE)*$W100)","v":0},{"$f":"IF(L100=\"\",0,L100*HLOOKUP($D100,'2_メイン'!$AC$17:$BB$20,4,FALSE)*$W100)","v":0},{"$f":"IF(M100=\"\",0,M100*HLOOKUP($D100,'2_メイン'!$AC$17:$BB$20,4,FALSE)*$W100)","v":0},{"$f":"IF(N100=\"\",0,N100*HLOOKUP($D100,'2_メイン'!$AC$17:$BB$20,4,FALSE)*$W100)","v":0},{"$f":"IF(O100=\"\",0,O100*HLOOKUP($D100,'2_メイン'!$AC$17:$BB$20,4,FALSE)*$W100)","v":0},{"$f":"IF(P100=\"\",0,P100*HLOOKUP($D100,'2_メイン'!$AC$17:$BB$20,4,FALSE)*$W100)","v":0},{"$f":"IF(Q100=\"\",0,Q100*HLOOKUP($D100,'2_メイン'!$AC$17:$BB$20,4,FALSE)*$W100)","v":0},{"$f":"IF(R100=\"\",0,R100*HLOOKUP($D100,'2_メイン'!$AC$17:$BB$20,4,FALSE)*$W100)","v":0},{"$f":"IF(S100=\"\",0,S100*HLOOKUP($D100,'2_メイン'!$AC$17:$BB$20,4,FALSE)*$W100)","v":0},{"$f":"IF(T100=\"\",0,T100*HLOOKUP($D100,'2_メイン'!$AC$17:$BB$20,4,FALSE)*$W100)","v":0}]
[null,91,null,null,null,null,"",null,null,null,null,null,null,null,null,null,null,null,null,null,null,{"$f":"IF(U101=\"\",\"\",U101*HLOOKUP(D101,'2_メイン'!$AC$17:$BB$19,3,FALSE)/1000)","v":""},1,null,null,null,null,null,null,null,null,null,null,null,null,null,null,null,null,null,null,null,null,null,null,{"$f":"IF(I101=\"\",0,I101*HLOOKUP($D101,'2_メイン'!$AC$17:$BB$19,3,FALSE)/1000*$W101)","v":0},{"$f":"IF(J101=\"\",0,J101*HLOOKUP($D101,'2_メイン'!$AC$17:$BB$19,3,FALSE)/1000*$W101)","v":0},{"$f":"IF(K101=\"\",0,K101*HLOOKUP($D101,'2_メイン'!$AC$17:$BB$19,3,FALSE)/1000*$W101)","v":0},{"$f":"IF(L101=\"\",0,L101*HLOOKUP($D101,'2_メイン'!$AC$17:$BB$19,3,FALSE)/1000*$W101)","v":0},{"$f":"IF(M101=\"\",0,M101*HLOOKUP($D101,'2_メイン'!$AC$17:$BB$19,3,FALSE)/1000*$W101)","v":0},{"$f":"IF(N101=\"\",0,N101*HLOOKUP($D101,'2_メイン'!$AC$17:$BB$19,3,FALSE)/1000*$W101)","v":0},{"$f":"IF(O101=\"\",0,O101*HLOOKUP($D101,'2_メイン'!$AC$17:$BB$19,3,FALSE)/1000*$W101)","v":0},{"$f":"IF(P101=\"\",0,P101*HLOOKUP($D101,'2_メイン'!$AC$17:$BB$19,3,FALSE)/1000*$W101)","v":0},{"$f":"IF(Q101=\"\",0,Q101*HLOOKUP($D101,'2_メイン'!$AC$17:$BB$19,3,FALSE)/1000*$W101)","v":0},{"$f":"IF(R101=\"\",0,R101*HLOOKUP($D101,'2_メイン'!$AC$17:$BB$19,3,FALSE)/1000*$W101)","v":0},{"$f":"IF(S101=\"\",0,S101*HLOOKUP($D101,'2_メイン'!$AC$17:$BB$19,3,FALSE)/1000*$W101)","v":0},{"$f":"IF(T101=\"\",0,T101*HLOOKUP($D101,'2_メイン'!$AC$17:$BB$19,3,FALSE)/1000*$W101)","v":0},null,null,{"$f":"IF(I101=\"\",0,I101*HLOOKUP($D101,'2_メイン'!$AC$17:$BB$20,4,FALSE)*$W101)","v":0},{"$f":"IF(J101=\"\",0,J101*HLOOKUP($D101,'2_メイン'!$AC$17:$BB$20,4,FALSE)*$W101)","v":0},{"$f":"IF(K101=\"\",0,K101*HLOOKUP($D101,'2_メイン'!$AC$17:$BB$20,4,FALSE)*$W101)","v":0},{"$f":"IF(L101=\"\",0,L101*HLOOKUP($D101,'2_メイン'!$AC$17:$BB$20,4,FALSE)*$W101)","v":0},{"$f":"IF(M101=\"\",0,M101*HLOOKUP($D101,'2_メイン'!$AC$17:$BB$20,4,FALSE)*$W101)","v":0},{"$f":"IF(N101=\"\",0,N101*HLOOKUP($D101,'2_メイン'!$AC$17:$BB$20,4,FALSE)*$W101)","v":0},{"$f":"IF(O101=\"\",0,O101*HLOOKUP($D101,'2_メイン'!$AC$17:$BB$20,4,FALSE)*$W101)","v":0},{"$f":"IF(P101=\"\",0,P101*HLOOKUP($D101,'2_メイン'!$AC$17:$BB$20,4,FALSE)*$W101)","v":0},{"$f":"IF(Q101=\"\",0,Q101*HLOOKUP($D101,'2_メイン'!$AC$17:$BB$20,4,FALSE)*$W101)","v":0},{"$f":"IF(R101=\"\",0,R101*HLOOKUP($D101,'2_メイン'!$AC$17:$BB$20,4,FALSE)*$W101)","v":0},{"$f":"IF(S101=\"\",0,S101*HLOOKUP($D101,'2_メイン'!$AC$17:$BB$20,4,FALSE)*$W101)","v":0},{"$f":"IF(T101=\"\",0,T101*HLOOKUP($D101,'2_メイン'!$AC$17:$BB$20,4,FALSE)*$W101)","v":0}]
[null,92,null,null,null,null,"",null,null,null,null,null,null,null,null,null,null,null,null,null,null,{"$f":"IF(U102=\"\",\"\",U102*HLOOKUP(D102,'2_メイン'!$AC$17:$BB$19,3,FALSE)/1000)","v":""},1,null,null,null,null,null,null,null,null,null,null,null,null,null,null,null,null,null,null,null,null,null,null,{"$f":"IF(I102=\"\",0,I102*HLOOKUP($D102,'2_メイン'!$AC$17:$BB$19,3,FALSE)/1000*$W102)","v":0},{"$f":"IF(J102=\"\",0,J102*HLOOKUP($D102,'2_メイン'!$AC$17:$BB$19,3,FALSE)/1000*$W102)","v":0},{"$f":"IF(K102=\"\",0,K102*HLOOKUP($D102,'2_メイン'!$AC$17:$BB$19,3,FALSE)/1000*$W102)","v":0},{"$f":"IF(L102=\"\",0,L102*HLOOKUP($D102,'2_メイン'!$AC$17:$BB$19,3,FALSE)/1000*$W102)","v":0},{"$f":"IF(M102=\"\",0,M102*HLOOKUP($D102,'2_メイン'!$AC$17:$BB$19,3,FALSE)/1000*$W102)","v":0},{"$f":"IF(N102=\"\",0,N102*HLOOKUP($D102,'2_メイン'!$AC$17:$BB$19,3,FALSE)/1000*$W102)","v":0},{"$f":"IF(O102=\"\",0,O102*HLOOKUP($D102,'2_メイン'!$AC$17:$BB$19,3,FALSE)/1000*$W102)","v":0},{"$f":"IF(P102=\"\",0,P102*HLOOKUP($D102,'2_メイン'!$AC$17:$BB$19,3,FALSE)/1000*$W102)","v":0},{"$f":"IF(Q102=\"\",0,Q102*HLOOKUP($D102,'2_メイン'!$AC$17:$BB$19,3,FALSE)/1000*$W102)","v":0},{"$f":"IF(R102=\"\",0,R102*HLOOKUP($D102,'2_メイン'!$AC$17:$BB$19,3,FALSE)/1000*$W102)","v":0},{"$f":"IF(S102=\"\",0,S102*HLOOKUP($D102,'2_メイン'!$AC$17:$BB$19,3,FALSE)/1000*$W102)","v":0},{"$f":"IF(T102=\"\",0,T102*HLOOKUP($D102,'2_メイン'!$AC$17:$BB$19,3,FALSE)/1000*$W102)","v":0},null,null,{"$f":"IF(I102=\"\",0,I102*HLOOKUP($D102,'2_メイン'!$AC$17:$BB$20,4,FALSE)*$W102)","v":0},{"$f":"IF(J102=\"\",0,J102*HLOOKUP($D102,'2_メイン'!$AC$17:$BB$20,4,FALSE)*$W102)","v":0},{"$f":"IF(K102=\"\",0,K102*HLOOKUP($D102,'2_メイン'!$AC$17:$BB$20,4,FALSE)*$W102)","v":0},{"$f":"IF(L102=\"\",0,L102*HLOOKUP($D102,'2_メイン'!$AC$17:$BB$20,4,FALSE)*$W102)","v":0},{"$f":"IF(M102=\"\",0,M102*HLOOKUP($D102,'2_メイン'!$AC$17:$BB$20,4,FALSE)*$W102)","v":0},{"$f":"IF(N102=\"\",0,N102*HLOOKUP($D102,'2_メイン'!$AC$17:$BB$20,4,FALSE)*$W102)","v":0},{"$f":"IF(O102=\"\",0,O102*HLOOKUP($D102,'2_メイン'!$AC$17:$BB$20,4,FALSE)*$W102)","v":0},{"$f":"IF(P102=\"\",0,P102*HLOOKUP($D102,'2_メイン'!$AC$17:$BB$20,4,FALSE)*$W102)","v":0},{"$f":"IF(Q102=\"\",0,Q102*HLOOKUP($D102,'2_メイン'!$AC$17:$BB$20,4,FALSE)*$W102)","v":0},{"$f":"IF(R102=\"\",0,R102*HLOOKUP($D102,'2_メイン'!$AC$17:$BB$20,4,FALSE)*$W102)","v":0},{"$f":"IF(S102=\"\",0,S102*HLOOKUP($D102,'2_メイン'!$AC$17:$BB$20,4,FALSE)*$W102)","v":0},{"$f":"IF(T102=\"\",0,T102*HLOOKUP($D102,'2_メイン'!$AC$17:$BB$20,4,FALSE)*$W102)","v":0}]
[null,93,null,null,null,null,"",null,null,null,null,null,null,null,null,null,null,null,null,null,null,{"$f":"IF(U103=\"\",\"\",U103*HLOOKUP(D103,'2_メイン'!$AC$17:$BB$19,3,FALSE)/1000)","v":""},1,null,null,null,null,null,"■入居率補正（年間）",null,null,null,null,null,null,null,null,null,null,null,null,null,null,null,null,{"$f":"IF(I103=\"\",0,I103*HLOOKUP($D103,'2_メイン'!$AC$17:$BB$19,3,FALSE)/1000*$W103)","v":0},{"$f":"IF(J103=\"\",0,J103*HLOOKUP($D103,'2_メイン'!$AC$17:$BB$19,3,FALSE)/1000*$W103)","v":0},{"$f":"IF(K103=\"\",0,K103*HLOOKUP($D103,'2_メイン'!$AC$17:$BB$19,3,FALSE)/1000*$W103)","v":0},{"$f":"IF(L103=\"\",0,L103*HLOOKUP($D103,'2_メイン'!$AC$17:$BB$19,3,FALSE)/1000*$W103)","v":0},{"$f":"IF(M103=\"\",0,M103*HLOOKUP($D103,'2_メイン'!$AC$17:$BB$19,3,FALSE)/1000*$W103)","v":0},{"$f":"IF(N103=\"\",0,N103*HLOOKUP($D103,'2_メイン'!$AC$17:$BB$19,3,FALSE)/1000*$W103)","v":0},{"$f":"IF(O103=\"\",0,O103*HLOOKUP($D103,'2_メイン'!$AC$17:$BB$19,3,FALSE)/1000*$W103)","v":0},{"$f":"IF(P103=\"\",0,P103*HLOOKUP($D103,'2_メイン'!$AC$17:$BB$19,3,FALSE)/1000*$W103)","v":0},{"$f":"IF(Q103=\"\",0,Q103*HLOOKUP($D103,'2_メイン'!$AC$17:$BB$19,3,FALSE)/1000*$W103)","v":0},{"$f":"IF(R103=\"\",0,R103*HLOOKUP($D103,'2_メイン'!$AC$17:$BB$19,3,FALSE)/1000*$W103)","v":0},{"$f":"IF(S103=\"\",0,S103*HLOOKUP($D103,'2_メイン'!$AC$17:$BB$19,3,FALSE)/1000*$W103)","v":0},{"$f":"IF(T103=\"\",0,T103*HLOOKUP($D103,'2_メイン'!$AC$17:$BB$19,3,FALSE)/1000*$W103)","v":0},null,null,{"$f":"IF(I103=\"\",0,I103*HLOOKUP($D103,'2_メイン'!$AC$17:$BB$20,4,FALSE)*$W103)","v":0},{"$f":"IF(J103=\"\",0,J103*HLOOKUP($D103,'2_メイン'!$AC$17:$BB$20,4,FALSE)*$W103)","v":0},{"$f":"IF(K103=\"\",0,K103*HLOOKUP($D103,'2_メイン'!$AC$17:$BB$20,4,FALSE)*$W103)","v":0},{"$f":"IF(L103=\"\",0,L103*HLOOKUP($D103,'2_メイン'!$AC$17:$BB$20,4,FALSE)*$W103)","v":0},{"$f":"IF(M103=\"\",0,M103*HLOOKUP($D103,'2_メイン'!$AC$17:$BB$20,4,FALSE)*$W103)","v":0},{"$f":"IF(N103=\"\",0,N103*HLOOKUP($D103,'2_メイン'!$AC$17:$BB$20,4,FALSE)*$W103)","v":0},{"$f":"IF(O103=\"\",0,O103*HLOOKUP($D103,'2_メイン'!$AC$17:$BB$20,4,FALSE)*$W103)","v":0},{"$f":"IF(P103=\"\",0,P103*HLOOKUP($D103,'2_メイン'!$AC$17:$BB$20,4,FALSE)*$W103)","v":0},{"$f":"IF(Q103=\"\",0,Q103*HLOOKUP($D103,'2_メイン'!$AC$17:$BB$20,4,FALSE)*$W103)","v":0},{"$f":"IF(R103=\"\",0,R103*HLOOKUP($D103,'2_メイン'!$AC$17:$BB$20,4,FALSE)*$W103)","v":0},{"$f":"IF(S103=\"\",0,S103*HLOOKUP($D103,'2_メイン'!$AC$17:$BB$20,4,FALSE)*$W103)","v":0},{"$f":"IF(T103=\"\",0,T103*HLOOKUP($D103,'2_メイン'!$AC$17:$BB$20,4,FALSE)*$W103)","v":0}]
[null,94,null,null,null,null,"",null,null,null,null,null,null,null,null,null,null,null,null,null,null,{"$f":"IF(U104=\"\",\"\",U104*HLOOKUP(D104,'2_メイン'!$AC$17:$BB$19,3,FALSE)/1000)","v":""},1,null,null,null,null,null,null,"年度",2015,2016,2017,2018,2019,2020,2021,2022,2023,null,null,null,null,null,null,{"$f":"IF(I104=\"\",0,I104*HLOOKUP($D104,'2_メイン'!$AC$17:$BB$19,3,FALSE)/1000*$W104)","v":0},{"$f":"IF(J104=\"\",0,J104*HLOOKUP($D104,'2_メイン'!$AC$17:$BB$19,3,FALSE)/1000*$W104)","v":0},{"$f":"IF(K104=\"\",0,K104*HLOOKUP($D104,'2_メイン'!$AC$17:$BB$19,3,FALSE)/1000*$W104)","v":0},{"$f":"IF(L104=\"\",0,L104*HLOOKUP($D104,'2_メイン'!$AC$17:$BB$19,3,FALSE)/1000*$W104)","v":0},{"$f":"IF(M104=\"\",0,M104*HLOOKUP($D104,'2_メイン'!$AC$17:$BB$19,3,FALSE)/1000*$W104)","v":0},{"$f":"IF(N104=\"\",0,N104*HLOOKUP($D104,'2_メイン'!$AC$17:$BB$19,3,FALSE)/1000*$W104)","v":0},{"$f":"IF(O104=\"\",0,O104*HLOOKUP($D104,'2_メイン'!$AC$17:$BB$19,3,FALSE)/1000*$W104)","v":0},{"$f":"IF(P104=\"\",0,P104*HLOOKUP($D104,'2_メイン'!$AC$17:$BB$19,3,FALSE)/1000*$W104)","v":0},{"$f":"IF(Q104=\"\",0,Q104*HLOOKUP($D104,'2_メイン'!$AC$17:$BB$19,3,FALSE)/1000*$W104)","v":0},{"$f":"IF(R104=\"\",0,R104*HLOOKUP($D104,'2_メイン'!$AC$17:$BB$19,3,FALSE)/1000*$W104)","v":0},{"$f":"IF(S104=\"\",0,S104*HLOOKUP($D104,'2_メイン'!$AC$17:$BB$19,3,FALSE)/1000*$W104)","v":0},{"$f":"IF(T104=\"\",0,T104*HLOOKUP($D104,'2_メイン'!$AC$17:$BB$19,3,FALSE)/1000*$W104)","v":0},null,null,{"$f":"IF(I104=\"\",0,I104*HLOOKUP($D104,'2_メイン'!$AC$17:$BB$20,4,FALSE)*$W104)","v":0},{"$f":"IF(J104=\"\",0,J104*HLOOKUP($D104,'2_メイン'!$AC$17:$BB$20,4,FALSE)*$W104)","v":0},{"$f":"IF(K104=\"\",0,K104*HLOOKUP($D104,'2_メイン'!$AC$17:$BB$20,4,FALSE)*$W104)","v":0},{"$f":"IF(L104=\"\",0,L104*HLOOKUP($D104,'2_メイン'!$AC$17:$BB$20,4,FALSE)*$W104)","v":0},{"$f":"IF(M104=\"\",0,M104*HLOOKUP($D104,'2_メイン'!$AC$17:$BB$20,4,FALSE)*$W104)","v":0},{"$f":"IF(N104=\"\",0,N104*HLOOKUP($D104,'2_メイン'!$AC$17:$BB$20,4,FALSE)*$W104)","v":0},{"$f":"IF(O104=\"\",0,O104*HLOOKUP($D104,'2_メイン'!$AC$17:$BB$20,4,FALSE)*$W104)","v":0},{"$f":"IF(P104=\"\",0,P104*HLOOKUP($D104,'2_メイン'!$AC$17:$BB$20,4,FALSE)*$W104)","v":0},{"$f":"IF(Q104=\"\",0,Q104*HLOOKUP($D104,'2_メイン'!$AC$17:$BB$20,4,FALSE)*$W104)","v":0},{"$f":"IF(R104=\"\",0,R104*HLOOKUP($D104,'2_メイン'!$AC$17:$BB$20,4,FALSE)*$W104)","v":0},{"$f":"IF(S104=\"\",0,S104*HLOOKUP($D104,'2_メイン'!$AC$17:$BB$20,4,FALSE)*$W104)","v":0},{"$f":"IF(T104=\"\",0,T104*HLOOKUP($D104,'2_メイン'!$AC$17:$BB$20,4,FALSE)*$W104)","v":0}]
[null,95,null,null,null,null,"",null,null,null,null,null,null,null,null,null,null,null,null,null,null,{"$f":"IF(U105=\"\",\"\",U105*HLOOKUP(D105,'2_メイン'!$AC$17:$BB$19,3,FALSE)/1000)","v":""},1,null,null,null,null,null,"年間入居率",null,{"$f":"IF(COUNTIF('7_テナント入居率'!$D$14:$Q$14,\"\")=14,1,SUMIF('7_テナント入居率'!$C$14:$C$43,AE104,'7_テナント入居率'!$Q$14:$Q$43))","v":1},{"$f":"IF(COUNTIF('7_テナント入居率'!$D$14:$Q$14,\"\")=14,1,SUMIF('7_テナント入居率'!$C$14:$C$43,AF104,'7_テナント入居率'!$Q$14:$Q$43))","v":1},{"$f":"IF(COUNTIF('7_テナント入居率'!$D$14:$Q$14,\"\")=14,1,SUMIF('7_テナント入居率'!$C$14:$C$43,AG104,'7_テナント入居率'!$Q$14:$Q$43))","v":1},{"$f":"IF(COUNTIF('7_テナント入居率'!$D$14:$Q$14,\"\")=14,1,SUMIF('7_テナント入居率'!$C$14:$C$43,AH104,'7_テナント入居率'!$Q$14:$Q$43))","v":1},{"$f":"IF(COUNTIF('7_テナント入居率'!$D$14:$Q$14,\"\")=14,1,SUMIF('7_テナント入居率'!$C$14:$C$43,AI104,'7_テナント入居率'!$Q$14:$Q$43))","v":1},{"$f":"IF(COUNTIF('7_テナント入居率'!$D$14:$Q$14,\"\")=14,1,SUMIF('7_テナント入居率'!$C$14:$C$43,AJ104,'7_テナント入居率'!$Q$14:$Q$43))","v":1},{"$f":"IF(COUNTIF('7_テナント入居率'!$D$14:$Q$14,\"\")=14,1,SUMIF('7_テナント入居率'!$C$14:$C$43,AK104,'7_テナント入居率'!$Q$14:$Q$43))","v":1},{"$f":"IF(COUNTIF('7_テナント入居率'!$D$14:$Q$14,\"\")=14,1,SUMIF('7_テナント入居率'!$C$14:$C$43,AL104,'7_テナント入居率'!$Q$14:$Q$43))","v":1},{"$f":"IF(COUNTIF('7_テナント入居率'!$D$14:$Q$14,\"\")=14,1,SUMIF('7_テナント入居率'!$C$14:$C$43,AM104,'7_テナント入居率'!$Q$14:$Q$43))","v":1},null,null,null,null,null,null,{"$f":"IF(I105=\"\",0,I105*HLOOKUP($D105,'2_メイン'!$AC$17:$BB$19,3,FALSE)/1000*$W105)","v":0},{"$f":"IF(J105=\"\",0,J105*HLOOKUP($D105,'2_メイン'!$AC$17:$BB$19,3,FALSE)/1000*$W105)","v":0},{"$f":"IF(K105=\"\",0,K105*HLOOKUP($D105,'2_メイン'!$AC$17:$BB$19,3,FALSE)/1000*$W105)","v":0},{"$f":"IF(L105=\"\",0,L105*HLOOKUP($D105,'2_メイン'!$AC$17:$BB$19,3,FALSE)/1000*$W105)","v":0},{"$f":"IF(M105=\"\",0,M105*HLOOKUP($D105,'2_メイン'!$AC$17:$BB$19,3,FALSE)/1000*$W105)","v":0},{"$f":"IF(N105=\"\",0,N105*HLOOKUP($D105,'2_メイン'!$AC$17:$BB$19,3,FALSE)/1000*$W105)","v":0},{"$f":"IF(O105=\"\",0,O105*HLOOKUP($D105,'2_メイン'!$AC$17:$BB$19,3,FALSE)/1000*$W105)","v":0},{"$f":"IF(P105=\"\",0,P105*HLOOKUP($D105,'2_メイン'!$AC$17:$BB$19,3,FALSE)/1000*$W105)","v":0},{"$f":"IF(Q105=\"\",0,Q105*HLOOKUP($D105,'2_メイン'!$AC$17:$BB$19,3,FALSE)/1000*$W105)","v":0},{"$f":"IF(R105=\"\",0,R105*HLOOKUP($D105,'2_メイン'!$AC$17:$BB$19,3,FALSE)/1000*$W105)","v":0},{"$f":"IF(S105=\"\",0,S105*HLOOKUP($D105,'2_メイン'!$AC$17:$BB$19,3,FALSE)/1000*$W105)","v":0},{"$f":"IF(T105=\"\",0,T105*HLOOKUP($D105,'2_メイン'!$AC$17:$BB$19,3,FALSE)/1000*$W105)","v":0},null,null,{"$f":"IF(I105=\"\",0,I105*HLOOKUP($D105,'2_メイン'!$AC$17:$BB$20,4,FALSE)*$W105)","v":0},{"$f":"IF(J105=\"\",0,J105*HLOOKUP($D105,'2_メイン'!$AC$17:$BB$20,4,FALSE)*$W105)","v":0},{"$f":"IF(K105=\"\",0,K105*HLOOKUP($D105,'2_メイン'!$AC$17:$BB$20,4,FALSE)*$W105)","v":0},{"$f":"IF(L105=\"\",0,L105*HLOOKUP($D105,'2_メイン'!$AC$17:$BB$20,4,FALSE)*$W105)","v":0},{"$f":"IF(M105=\"\",0,M105*HLOOKUP($D105,'2_メイン'!$AC$17:$BB$20,4,FALSE)*$W105)","v":0},{"$f":"IF(N105=\"\",0,N105*HLOOKUP($D105,'2_メイン'!$AC$17:$BB$20,4,FALSE)*$W105)","v":0},{"$f":"IF(O105=\"\",0,O105*HLOOKUP($D105,'2_メイン'!$AC$17:$BB$20,4,FALSE)*$W105)","v":0},{"$f":"IF(P105=\"\",0,P105*HLOOKUP($D105,'2_メイン'!$AC$17:$BB$20,4,FALSE)*$W105)","v":0},{"$f":"IF(Q105=\"\",0,Q105*HLOOKUP($D105,'2_メイン'!$AC$17:$BB$20,4,FALSE)*$W105)","v":0},{"$f":"IF(R105=\"\",0,R105*HLOOKUP($D105,'2_メイン'!$AC$17:$BB$20,4,FALSE)*$W105)","v":0},{"$f":"IF(S105=\"\",0,S105*HLOOKUP($D105,'2_メイン'!$AC$17:$BB$20,4,FALSE)*$W105)","v":0},{"$f":"IF(T105=\"\",0,T105*HLOOKUP($D105,'2_メイン'!$AC$17:$BB$20,4,FALSE)*$W105)","v":0}]
[null,96,null,null,null,null,"",null,null,null,null,null,null,null,null,null,null,null,null,null,null,{"$f":"IF(U106=\"\",\"\",U106*HLOOKUP(D106,'2_メイン'!$AC$17:$BB$19,3,FALSE)/1000)","v":""},1,null,null,null,null,null,"CO2","補正前",{"$f":"AR11","v":0},{"$f":"AR21","v":0},{"$f":"AR31","v":0},{"$f":"AR41","v":0},{"$f":"AR51","v":0},{"$f":"AR61","v":0},{"$f":"AR71","v":0},{"$f":"AR81","v":0},{"$f":"AR91","v":0},null,null,null,null,null,null,{"$f":"IF(I106=\"\",0,I106*HLOOKUP($D106,'2_メイン'!$AC$17:$BB$19,3,FALSE)/1000*$W106)","v":0},{"$f":"IF(J106=\"\",0,J106*HLOOKUP($D106,'2_メイン'!$AC$17:$BB$19,3,FALSE)/1000*$W106)","v":0},{"$f":"IF(K106=\"\",0,K106*HLOOKUP($D106,'2_メイン'!$AC$17:$BB$19,3,FALSE)/1000*$W106)","v":0},{"$f":"IF(L106=\"\",0,L106*HLOOKUP($D106,'2_メイン'!$AC$17:$BB$19,3,FALSE)/1000*$W106)","v":0},{"$f":"IF(M106=\"\",0,M106*HLOOKUP($D106,'2_メイン'!$AC$17:$BB$19,3,FALSE)/1000*$W106)","v":0},{"$f":"IF(N106=\"\",0,N106*HLOOKUP($D106,'2_メイン'!$AC$17:$BB$19,3,FALSE)/1000*$W106)","v":0},{"$f":"IF(O106=\"\",0,O106*HLOOKUP($D106,'2_メイン'!$AC$17:$BB$19,3,FALSE)/1000*$W106)","v":0},{"$f":"IF(P106=\"\",0,P106*HLOOKUP($D106,'2_メイン'!$AC$17:$BB$19,3,FALSE)/1000*$W106)","v":0},{"$f":"IF(Q106=\"\",0,Q106*HLOOKUP($D106,'2_メイン'!$AC$17:$BB$19,3,FALSE)/1000*$W106)","v":0},{"$f":"IF(R106=\"\",0,R106*HLOOKUP($D106,'2_メイン'!$AC$17:$BB$19,3,FALSE)/1000*$W106)","v":0},{"$f":"IF(S106=\"\",0,S106*HLOOKUP($D106,'2_メイン'!$AC$17:$BB$19,3,FALSE)/1000*$W106)","v":0},{"$f":"IF(T106=\"\",0,T106*HLOOKUP($D106,'2_メイン'!$AC$17:$BB$19,3,FALSE)/1000*$W106)","v":0},null,null,{"$f":"IF(I106=\"\",0,I106*HLOOKUP($D106,'2_メイン'!$AC$17:$BB$20,4,FALSE)*$W106)","v":0},{"$f":"IF(J106=\"\",0,J106*HLOOKUP($D106,'2_メイン'!$AC$17:$BB$20,4,FALSE)*$W106)","v":0},{"$f":"IF(K106=\"\",0,K106*HLOOKUP($D106,'2_メイン'!$AC$17:$BB$20,4,FALSE)*$W106)","v":0},{"$f":"IF(L106=\"\",0,L106*HLOOKUP($D106,'2_メイン'!$AC$17:$BB$20,4,FALSE)*$W106)","v":0},{"$f":"IF(M106=\"\",0,M106*HLOOKUP($D106,'2_メイン'!$AC$17:$BB$20,4,FALSE)*$W106)","v":0},{"$f":"IF(N106=\"\",0,N106*HLOOKUP($D106,'2_メイン'!$AC$17:$BB$20,4,FALSE)*$W106)","v":0},{"$f":"IF(O106=\"\",0,O106*HLOOKUP($D106,'2_メイン'!$AC$17:$BB$20,4,FALSE)*$W106)","v":0},{"$f":"IF(P106=\"\",0,P106*HLOOKUP($D106,'2_メイン'!$AC$17:$BB$20,4,FALSE)*$W106)","v":0},{"$f":"IF(Q106=\"\",0,Q106*HLOOKUP($D106,'2_メイン'!$AC$17:$BB$20,4,FALSE)*$W106)","v":0},{"$f":"IF(R106=\"\",0,R106*HLOOKUP($D106,'2_メイン'!$AC$17:$BB$20,4,FALSE)*$W106)","v":0},{"$f":"IF(S106=\"\",0,S106*HLOOKUP($D106,'2_メイン'!$AC$17:$BB$20,4,FALSE)*$W106)","v":0},{"$f":"IF(T106=\"\",0,T106*HLOOKUP($D106,'2_メイン'!$AC$17:$BB$20,4,FALSE)*$W106)","v":0}]
[null,97,null,null,null,null,{"$f":"IF(D107=\"\",\"\",HLOOKUP(D107,$BQ$1:$CP$2,2,FALSE))","v":""},null,null,null,null,null,null,null,null,null,null,null,null,null,null,{"$f":"IF(U107=\"\",\"\",U107*HLOOKUP(D107,'2_メイン'!$AC$17:$BB$19,3,FALSE)/1000)","v":""},1,null,null,null,null,null,null,"補正後",{"$f":"IFERROR(AE106/AE105,0)","v":0},0,0,0,0,0,0,0,0,null,null,null,null,null,null,{"$f":"IF(I107=\"\",0,I107*HLOOKUP($D107,'2_メイン'!$AC$17:$BB$19,3,FALSE)/1000*$W107)","v":0},{"$f":"IF(J107=\"\",0,J107*HLOOKUP($D107,'2_メイン'!$AC$17:$BB$19,3,FALSE)/1000*$W107)","v":0},{"$f":"IF(K107=\"\",0,K107*HLOOKUP($D107,'2_メイン'!$AC$17:$BB$19,3,FALSE)/1000*$W107)","v":0},{"$f":"IF(L107=\"\",0,L107*HLOOKUP($D107,'2_メイン'!$AC$17:$BB$19,3,FALSE)/1000*$W107)","v":0},{"$f":"IF(M107=\"\",0,M107*HLOOKUP($D107,'2_メイン'!$AC$17:$BB$19,3,FALSE)/1000*$W107)","v":0},{"$f":"IF(N107=\"\",0,N107*HLOOKUP($D107,'2_メイン'!$AC$17:$BB$19,3,FALSE)/1000*$W107)","v":0},{"$f":"IF(O107=\"\",0,O107*HLOOKUP($D107,'2_メイン'!$AC$17:$BB$19,3,FALSE)/1000*$W107)","v":0},{"$f":"IF(P107=\"\",0,P107*HLOOKUP($D107,'2_メイン'!$AC$17:$BB$19,3,FALSE)/1000*$W107)","v":0},{"$f":"IF(Q107=\"\",0,Q107*HLOOKUP($D107,'2_メイン'!$AC$17:$BB$19,3,FALSE)/1000*$W107)","v":0},{"$f":"IF(R107=\"\",0,R107*HLOOKUP($D107,'2_メイン'!$AC$17:$BB$19,3,FALSE)/1000*$W107)","v":0},{"$f":"IF(S107=\"\",0,S107*HLOOKUP($D107,'2_メイン'!$AC$17:$BB$19,3,FALSE)/1000*$W107)","v":0},{"$f":"IF(T107=\"\",0,T107*HLOOKUP($D107,'2_メイン'!$AC$17:$BB$19,3,FALSE)/1000*$W107)","v":0},null,null,{"$f":"IF(I107=\"\",0,I107*HLOOKUP($D107,'2_メイン'!$AC$17:$BB$20,4,FALSE)*$W107)","v":0},{"$f":"IF(J107=\"\",0,J107*HLOOKUP($D107,'2_メイン'!$AC$17:$BB$20,4,FALSE)*$W107)","v":0},{"$f":"IF(K107=\"\",0,K107*HLOOKUP($D107,'2_メイン'!$AC$17:$BB$20,4,FALSE)*$W107)","v":0},{"$f":"IF(L107=\"\",0,L107*HLOOKUP($D107,'2_メイン'!$AC$17:$BB$20,4,FALSE)*$W107)","v":0},{"$f":"IF(M107=\"\",0,M107*HLOOKUP($D107,'2_メイン'!$AC$17:$BB$20,4,FALSE)*$W107)","v":0},{"$f":"IF(N107=\"\",0,N107*HLOOKUP($D107,'2_メイン'!$AC$17:$BB$20,4,FALSE)*$W107)","v":0},{"$f":"IF(O107=\"\",0,O107*HLOOKUP($D107,'2_メイン'!$AC$17:$BB$20,4,FALSE)*$W107)","v":0},{"$f":"IF(P107=\"\",0,P107*HLOOKUP($D107,'2_メイン'!$AC$17:$BB$20,4,FALSE)*$W107)","v":0},{"$f":"IF(Q107=\"\",0,Q107*HLOOKUP($D107,'2_メイン'!$AC$17:$BB$20,4,FALSE)*$W107)","v":0},{"$f":"IF(R107=\"\",0,R107*HLOOKUP($D107,'2_メイン'!$AC$17:$BB$20,4,FALSE)*$W107)","v":0},{"$f":"IF(S107=\"\",0,S107*HLOOKUP($D107,'2_メイン'!$AC$17:$BB$20,4,FALSE)*$W107)","v":0},{"$f":"IF(T107=\"\",0,T107*HLOOKUP($D107,'2_メイン'!$AC$17:$BB$20,4,FALSE)*$W107)","v":0}]
[null,98,null,null,null,null,"",null,null,null,null,null,null,null,null,null,null,null,null,null,null,{"$f":"IF(U108=\"\",\"\",U108*HLOOKUP(D108,'2_メイン'!$AC$17:$BB$19,3,FALSE)/1000)","v":""},1,null,null,null,null,null,"一次エネルギー","補正前",{"$f":"AR12","v":0},{"$f":"AR22","v":0},{"$f":"AR32","v":0},{"$f":"AR42","v":0},{"$f":"AR52","v":0},{"$f":"AR62","v":0},{"$f":"AR72","v":0},{"$f":"AR82","v":0},{"$f":"AR92","v":0},null,null,null,null,null,null,{"$f":"IF(I108=\"\",0,I108*HLOOKUP($D108,'2_メイン'!$AC$17:$BB$19,3,FALSE)/1000*$W108)","v":0},{"$f":"IF(J108=\"\",0,J108*HLOOKUP($D108,'2_メイン'!$AC$17:$BB$19,3,FALSE)/1000*$W108)","v":0},{"$f":"IF(K108=\"\",0,K108*HLOOKUP($D108,'2_メイン'!$AC$17:$BB$19,3,FALSE)/1000*$W108)","v":0},{"$f":"IF(L108=\"\",0,L108*HLOOKUP($D108,'2_メイン'!$AC$17:$BB$19,3,FALSE)/1000*$W108)","v":0},{"$f":"IF(M108=\"\",0,M108*HLOOKUP($D108,'2_メイン'!$AC$17:$BB$19,3,FALSE)/1000*$W108)","v":0},{"$f":"IF(N108=\"\",0,N108*HLOOKUP($D108,'2_メイン'!$AC$17:$BB$19,3,FALSE)/1000*$W108)","v":0},{"$f":"IF(O108=\"\",0,O108*HLOOKUP($D108,'2_メイン'!$AC$17:$BB$19,3,FALSE)/1000*$W108)","v":0},{"$f":"IF(P108=\"\",0,P108*HLOOKUP($D108,'2_メイン'!$AC$17:$BB$19,3,FALSE)/1000*$W108)","v":0},{"$f":"IF(Q108=\"\",0,Q108*HLOOKUP($D108,'2_メイン'!$AC$17:$BB$19,3,FALSE)/1000*$W108)","v":0},{"$f":"IF(R108=\"\",0,R108*HLOOKUP($D108,'2_メイン'!$AC$17:$BB$19,3,FALSE)/1000*$W108)","v":0},{"$f":"IF(S108=\"\",0,S108*HLOOKUP($D108,'2_メイン'!$AC$17:$BB$19,3,FALSE)/1000*$W108)","v":0},{"$f":"IF(T108=\"\",0,T108*HLOOKUP($D108,'2_メイン'!$AC$17:$BB$19,3,FALSE)/1000*$W108)","v":0},null,null,{"$f":"IF(I108=\"\",0,I108*HLOOKUP($D108,'2_メイン'!$AC$17:$BB$20,4,FALSE)*$W108)","v":0},{"$f":"IF(J108=\"\",0,J108*HLOOKUP($D108,'2_メイン'!$AC$17:$BB$20,4,FALSE)*$W108)","v":0},{"$f":"IF(K108=\"\",0,K108*HLOOKUP($D108,'2_メイン'!$AC$17:$BB$20,4,FALSE)*$W108)","v":0},{"$f":"IF(L108=\"\",0,L108*HLOOKUP($D108,'2_メイン'!$AC$17:$BB$20,4,FALSE)*$W108)","v":0},{"$f":"IF(M108=\"\",0,M108*HLOOKUP($D108,'2_メイン'!$AC$17:$BB$20,4,FALSE)*$W108)","v":0},{"$f":"IF(N108=\"\",0,N108*HLOOKUP($D108,'2_メイン'!$AC$17:$BB$20,4,FALSE)*$W108)","v":0},{"$f":"IF(O108=\"\",0,O108*HLOOKUP($D108,'2_メイン'!$AC$17:$BB$20,4,FALSE)*$W108)","v":0},{"$f":"IF(P108=\"\",0,P108*HLOOKUP($D108,'2_メイン'!$AC$17:$BB$20,4,FALSE)*$W108)","v":0},{"$f":"IF(Q108=\"\",0,Q108*HLOOKUP($D108,'2_メイン'!$AC$17:$BB$20,4,FALSE)*$W108)","v":0},{"$f":"IF(R108=\"\",0,R108*HLOOKUP($D108,'2_メイン'!$AC$17:$BB$20,4,FALSE)*$W108)","v":0},{"$f":"IF(S108=\"\",0,S108*HLOOKUP($D108,'2_メイン'!$AC$17:$BB$20,4,FALSE)*$W108)","v":0},{"$f":"IF(T108=\"\",0,T108*HLOOKUP($D108,'2_メイン'!$AC$17:$BB$20,4,FALSE)*$W108)","v":0}]
[null,99,null,null,null,null,"",null,null,null,null,null,null,null,null,null,null,null,null,null,null,{"$f":"IF(U109=\"\",\"\",U109*HLOOKUP(D109,'2_メイン'!$AC$17:$BB$19,3,FALSE)/1000)","v":""},1,null,null,null,null,null,null,"補正後",{"$f":"IFERROR(AE108/AE105,0)","v":0},0,0,0,0,0,0,0,0,null,null,null,null,null,null,{"$f":"IF(I109=\"\",0,I109*HLOOKUP($D109,'2_メイン'!$AC$17:$BB$19,3,FALSE)/1000*$W109)","v":0},{"$f":"IF(J109=\"\",0,J109*HLOOKUP($D109,'2_メイン'!$AC$17:$BB$19,3,FALSE)/1000*$W109)","v":0},{"$f":"IF(K109=\"\",0,K109*HLOOKUP($D109,'2_メイン'!$AC$17:$BB$19,3,FALSE)/1000*$W109)","v":0},{"$f":"IF(L109=\"\",0,L109*HLOOKUP($D109,'2_メイン'!$AC$17:$BB$19,3,FALSE)/1000*$W109)","v":0},{"$f":"IF(M109=\"\",0,M109*HLOOKUP($D109,'2_メイン'!$AC$17:$BB$19,3,FALSE)/1000*$W109)","v":0},{"$f":"IF(N109=\"\",0,N109*HLOOKUP($D109,'2_メイン'!$AC$17:$BB$19,3,FALSE)/1000*$W109)","v":0},{"$f":"IF(O109=\"\",0,O109*HLOOKUP($D109,'2_メイン'!$AC$17:$BB$19,3,FALSE)/1000*$W109)","v":0},{"$f":"IF(P109=\"\",0,P109*HLOOKUP($D109,'2_メイン'!$AC$17:$BB$19,3,FALSE)/1000*$W109)","v":0},{"$f":"IF(Q109=\"\",0,Q109*HLOOKUP($D109,'2_メイン'!$AC$17:$BB$19,3,FALSE)/1000*$W109)","v":0},{"$f":"IF(R109=\"\",0,R109*HLOOKUP($D109,'2_メイン'!$AC$17:$BB$19,3,FALSE)/1000*$W109)","v":0},{"$f":"IF(S109=\"\",0,S109*HLOOKUP($D109,'2_メイン'!$AC$17:$BB$19,3,FALSE)/1000*$W109)","v":0},{"$f":"IF(T109=\"\",0,T109*HLOOKUP($D109,'2_メイン'!$AC$17:$BB$19,3,FALSE)/1000*$W109)","v":0},null,null,{"$f":"IF(I109=\"\",0,I109*HLOOKUP($D109,'2_メイン'!$AC$17:$BB$20,4,FALSE)*$W109)","v":0},{"$f":"IF(J109=\"\",0,J109*HLOOKUP($D109,'2_メイン'!$AC$17:$BB$20,4,FALSE)*$W109)","v":0},{"$f":"IF(K109=\"\",0,K109*HLOOKUP($D109,'2_メイン'!$AC$17:$BB$20,4,FALSE)*$W109)","v":0},{"$f":"IF(L109=\"\",0,L109*HLOOKUP($D109,'2_メイン'!$AC$17:$BB$20,4,FALSE)*$W109)","v":0},{"$f":"IF(M109=\"\",0,M109*HLOOKUP($D109,'2_メイン'!$AC$17:$BB$20,4,FALSE)*$W109)","v":0},{"$f":"IF(N109=\"\",0,N109*HLOOKUP($D109,'2_メイン'!$AC$17:$BB$20,4,FALSE)*$W109)","v":0},{"$f":"IF(O109=\"\",0,O109*HLOOKUP($D109,'2_メイン'!$AC$17:$BB$20,4,FALSE)*$W109)","v":0},{"$f":"IF(P109=\"\",0,P109*HLOOKUP($D109,'2_メイン'!$AC$17:$BB$20,4,FALSE)*$W109)","v":0},{"$f":"IF(Q109=\"\",0,Q109*HLOOKUP($D109,'2_メイン'!$AC$17:$BB$20,4,FALSE)*$W109)","v":0},{"$f":"IF(R109=\"\",0,R109*HLOOKUP($D109,'2_メイン'!$AC$17:$BB$20,4,FALSE)*$W109)","v":0},{"$f":"IF(S109=\"\",0,S109*HLOOKUP($D109,'2_メイン'!$AC$17:$BB$20,4,FALSE)*$W109)","v":0},{"$f":"IF(T109=\"\",0,T109*HLOOKUP($D109,'2_メイン'!$AC$17:$BB$20,4,FALSE)*$W109)","v":0}]
[null,100,null,null,null,null,"",null,null,null,null,null,null,null,null,null,null,null,null,null,null,{"$f":"IF(U110=\"\",\"\",U110*HLOOKUP(D110,'2_メイン'!$AC$17:$BB$19,3,FALSE)/1000)","v":""},1,null,null,null,null,null,null,null,null,null,null,null,null,null,null,null,null,null,null,null,null,null,null,{"$f":"IF(I110=\"\",0,I110*HLOOKUP($D110,'2_メイン'!$AC$17:$BB$19,3,FALSE)/1000*$W110)","v":0},{"$f":"IF(J110=\"\",0,J110*HLOOKUP($D110,'2_メイン'!$AC$17:$BB$19,3,FALSE)/1000*$W110)","v":0},{"$f":"IF(K110=\"\",0,K110*HLOOKUP($D110,'2_メイン'!$AC$17:$BB$19,3,FALSE)/1000*$W110)","v":0},{"$f":"IF(L110=\"\",0,L110*HLOOKUP($D110,'2_メイン'!$AC$17:$BB$19,3,FALSE)/1000*$W110)","v":0},{"$f":"IF(M110=\"\",0,M110*HLOOKUP($D110,'2_メイン'!$AC$17:$BB$19,3,FALSE)/1000*$W110)","v":0},{"$f":"IF(N110=\"\",0,N110*HLOOKUP($D110,'2_メイン'!$AC$17:$BB$19,3,FALSE)/1000*$W110)","v":0},{"$f":"IF(O110=\"\",0,O110*HLOOKUP($D110,'2_メイン'!$AC$17:$BB$19,3,FALSE)/1000*$W110)","v":0},{"$f":"IF(P110=\"\",0,P110*HLOOKUP($D110,'2_メイン'!$AC$17:$BB$19,3,FALSE)/1000*$W110)","v":0},{"$f":"IF(Q110=\"\",0,Q110*HLOOKUP($D110,'2_メイン'!$AC$17:$BB$19,3,FALSE)/1000*$W110)","v":0},{"$f":"IF(R110=\"\",0,R110*HLOOKUP($D110,'2_メイン'!$AC$17:$BB$19,3,FALSE)/1000*$W110)","v":0},{"$f":"IF(S110=\"\",0,S110*HLOOKUP($D110,'2_メイン'!$AC$17:$BB$19,3,FALSE)/1000*$W110)","v":0},{"$f":"IF(T110=\"\",0,T110*HLOOKUP($D110,'2_メイン'!$AC$17:$BB$19,3,FALSE)/1000*$W110)","v":0},null,null,{"$f":"IF(I110=\"\",0,I110*HLOOKUP($D110,'2_メイン'!$AC$17:$BB$20,4,FALSE)*$W110)","v":0},{"$f":"IF(J110=\"\",0,J110*HLOOKUP($D110,'2_メイン'!$AC$17:$BB$20,4,FALSE)*$W110)","v":0},{"$f":"IF(K110=\"\",0,K110*HLOOKUP($D110,'2_メイン'!$AC$17:$BB$20,4,FALSE)*$W110)","v":0},{"$f":"IF(L110=\"\",0,L110*HLOOKUP($D110,'2_メイン'!$AC$17:$BB$20,4,FALSE)*$W110)","v":0},{"$f":"IF(M110=\"\",0,M110*HLOOKUP($D110,'2_メイン'!$AC$17:$BB$20,4,FALSE)*$W110)","v":0},{"$f":"IF(N110=\"\",0,N110*HLOOKUP($D110,'2_メイン'!$AC$17:$BB$20,4,FALSE)*$W110)","v":0},{"$f":"IF(O110=\"\",0,O110*HLOOKUP($D110,'2_メイン'!$AC$17:$BB$20,4,FALSE)*$W110)","v":0},{"$f":"IF(P110=\"\",0,P110*HLOOKUP($D110,'2_メイン'!$AC$17:$BB$20,4,FALSE)*$W110)","v":0},{"$f":"IF(Q110=\"\",0,Q110*HLOOKUP($D110,'2_メイン'!$AC$17:$BB$20,4,FALSE)*$W110)","v":0},{"$f":"IF(R110=\"\",0,R110*HLOOKUP($D110,'2_メイン'!$AC$17:$BB$20,4,FALSE)*$W110)","v":0},{"$f":"IF(S110=\"\",0,S110*HLOOKUP($D110,'2_メイン'!$AC$17:$BB$20,4,FALSE)*$W110)","v":0},{"$f":"IF(T110=\"\",0,T110*HLOOKUP($D110,'2_メイン'!$AC$17:$BB$20,4,FALSE)*$W110)","v":0}]
[null,101,null,null,null,null,"",null,null,null,null,null,null,null,null,null,null,null,null,null,null,{"$f":"IF(U111=\"\",\"\",U111*HLOOKUP(D111,'2_メイン'!$AC$17:$BB$19,3,FALSE)/1000)","v":""},1,null,null,null,null,null,"■「その他」使用量　集計表",null,null,null,null,null,null,null,null,null,null,null,null,null,null,null,null,{"$f":"IF(I111=\"\",0,I111*HLOOKUP($D111,'2_メイン'!$AC$17:$BB$19,3,FALSE)/1000*$W111)","v":0},{"$f":"IF(J111=\"\",0,J111*HLOOKUP($D111,'2_メイン'!$AC$17:$BB$19,3,FALSE)/1000*$W111)","v":0},{"$f":"IF(K111=\"\",0,K111*HLOOKUP($D111,'2_メイン'!$AC$17:$BB$19,3,FALSE)/1000*$W111)","v":0},{"$f":"IF(L111=\"\",0,L111*HLOOKUP($D111,'2_メイン'!$AC$17:$BB$19,3,FALSE)/1000*$W111)","v":0},{"$f":"IF(M111=\"\",0,M111*HLOOKUP($D111,'2_メイン'!$AC$17:$BB$19,3,FALSE)/1000*$W111)","v":0},{"$f":"IF(N111=\"\",0,N111*HLOOKUP($D111,'2_メイン'!$AC$17:$BB$19,3,FALSE)/1000*$W111)","v":0},{"$f":"IF(O111=\"\",0,O111*HLOOKUP($D111,'2_メイン'!$AC$17:$BB$19,3,FALSE)/1000*$W111)","v":0},{"$f":"IF(P111=\"\",0,P111*HLOOKUP($D111,'2_メイン'!$AC$17:$BB$19,3,FALSE)/1000*$W111)","v":0},{"$f":"IF(Q111=\"\",0,Q111*HLOOKUP($D111,'2_メイン'!$AC$17:$BB$19,3,FALSE)/1000*$W111)","v":0},{"$f":"IF(R111=\"\",0,R111*HLOOKUP($D111,'2_メイン'!$AC$17:$BB$19,3,FALSE)/1000*$W111)","v":0},{"$f":"IF(S111=\"\",0,S111*HLOOKUP($D111,'2_メイン'!$AC$17:$BB$19,3,FALSE)/1000*$W111)","v":0},{"$f":"IF(T111=\"\",0,T111*HLOOKUP($D111,'2_メイン'!$AC$17:$BB$19,3,FALSE)/1000*$W111)","v":0},null,null,{"$f":"IF(I111=\"\",0,I111*HLOOKUP($D111,'2_メイン'!$AC$17:$BB$20,4,FALSE)*$W111)","v":0},{"$f":"IF(J111=\"\",0,J111*HLOOKUP($D111,'2_メイン'!$AC$17:$BB$20,4,FALSE)*$W111)","v":0},{"$f":"IF(K111=\"\",0,K111*HLOOKUP($D111,'2_メイン'!$AC$17:$BB$20,4,FALSE)*$W111)","v":0},{"$f":"IF(L111=\"\",0,L111*HLOOKUP($D111,'2_メイン'!$AC$17:$BB$20,4,FALSE)*$W111)","v":0},{"$f":"IF(M111=\"\",0,M111*HLOOKUP($D111,'2_メイン'!$AC$17:$BB$20,4,FALSE)*$W111)","v":0},{"$f":"IF(N111=\"\",0,N111*HLOOKUP($D111,'2_メイン'!$AC$17:$BB$20,4,FALSE)*$W111)","v":0},{"$f":"IF(O111=\"\",0,O111*HLOOKUP($D111,'2_メイン'!$AC$17:$BB$20,4,FALSE)*$W111)","v":0},{"$f":"IF(P111=\"\",0,P111*HLOOKUP($D111,'2_メイン'!$AC$17:$BB$20,4,FALSE)*$W111)","v":0},{"$f":"IF(Q111=\"\",0,Q111*HLOOKUP($D111,'2_メイン'!$AC$17:$BB$20,4,FALSE)*$W111)","v":0},{"$f":"IF(R111=\"\",0,R111*HLOOKUP($D111,'2_メイン'!$AC$17:$BB$20,4,FALSE)*$W111)","v":0},{"$f":"IF(S111=\"\",0,S111*HLOOKUP($D111,'2_メイン'!$AC$17:$BB$20,4,FALSE)*$W111)","v":0},{"$f":"IF(T111=\"\",0,T111*HLOOKUP($D111,'2_メイン'!$AC$17:$BB$20,4,FALSE)*$W111)","v":0}]
[null,102,null,null,null,null,"",null,null,null,null,null,null,null,null,null,null,null,null,null,null,{"$f":"IF(U112=\"\",\"\",U112*HLOOKUP(D112,'2_メイン'!$AC$17:$BB$19,3,FALSE)/1000)","v":""},1,null,null,null,null,null,"年度",2015,2016,2017,2018,2019,2020,2021,2022,2023,null,null,null,null,null,null,null,{"$f":"IF(I112=\"\",0,I112*HLOOKUP($D112,'2_メイン'!$AC$17:$BB$19,3,FALSE)/1000*$W112)","v":0},{"$f":"IF(J112=\"\",0,J112*HLOOKUP($D112,'2_メイン'!$AC$17:$BB$19,3,FALSE)/1000*$W112)","v":0},{"$f":"IF(K112=\"\",0,K112*HLOOKUP($D112,'2_メイン'!$AC$17:$BB$19,3,FALSE)/1000*$W112)","v":0},{"$f":"IF(L112=\"\",0,L112*HLOOKUP($D112,'2_メイン'!$AC$17:$BB$19,3,FALSE)/1000*$W112)","v":0},{"$f":"IF(M112=\"\",0,M112*HLOOKUP($D112,'2_メイン'!$AC$17:$BB$19,3,FALSE)/1000*$W112)","v":0},{"$f":"IF(N112=\"\",0,N112*HLOOKUP($D112,'2_メイン'!$AC$17:$BB$19,3,FALSE)/1000*$W112)","v":0},{"$f":"IF(O112=\"\",0,O112*HLOOKUP($D112,'2_メイン'!$AC$17:$BB$19,3,FALSE)/1000*$W112)","v":0},{"$f":"IF(P112=\"\",0,P112*HLOOKUP($D112,'2_メイン'!$AC$17:$BB$19,3,FALSE)/1000*$W112)","v":0},{"$f":"IF(Q112=\"\",0,Q112*HLOOKUP($D112,'2_メイン'!$AC$17:$BB$19,3,FALSE)/1000*$W112)","v":0},{"$f":"IF(R112=\"\",0,R112*HLOOKUP($D112,'2_メイン'!$AC$17:$BB$19,3,FALSE)/1000*$W112)","v":0},{"$f":"IF(S112=\"\",0,S112*HLOOKUP($D112,'2_メイン'!$AC$17:$BB$19,3,FALSE)/1000*$W112)","v":0},{"$f":"IF(T112=\"\",0,T112*HLOOKUP($D112,'2_メイン'!$AC$17:$BB$19,3,FALSE)/1000*$W112)","v":0},null,null,{"$f":"IF(I112=\"\",0,I112*HLOOKUP($D112,'2_メイン'!$AC$17:$BB$20,4,FALSE)*$W112)","v":0},{"$f":"IF(J112=\"\",0,J112*HLOOKUP($D112,'2_メイン'!$AC$17:$BB$20,4,FALSE)*$W112)","v":0},{"$f":"IF(K112=\"\",0,K112*HLOOKUP($D112,'2_メイン'!$AC$17:$BB$20,4,FALSE)*$W112)","v":0},{"$f":"IF(L112=\"\",0,L112*HLOOKUP($D112,'2_メイン'!$AC$17:$BB$20,4,FALSE)*$W112)","v":0},{"$f":"IF(M112=\"\",0,M112*HLOOKUP($D112,'2_メイン'!$AC$17:$BB$20,4,FALSE)*$W112)","v":0},{"$f":"IF(N112=\"\",0,N112*HLOOKUP($D112,'2_メイン'!$AC$17:$BB$20,4,FALSE)*$W112)","v":0},{"$f":"IF(O112=\"\",0,O112*HLOOKUP($D112,'2_メイン'!$AC$17:$BB$20,4,FALSE)*$W112)","v":0},{"$f":"IF(P112=\"\",0,P112*HLOOKUP($D112,'2_メイン'!$AC$17:$BB$20,4,FALSE)*$W112)","v":0},{"$f":"IF(Q112=\"\",0,Q112*HLOOKUP($D112,'2_メイン'!$AC$17:$BB$20,4,FALSE)*$W112)","v":0},{"$f":"IF(R112=\"\",0,R112*HLOOKUP($D112,'2_メイン'!$AC$17:$BB$20,4,FALSE)*$W112)","v":0},{"$f":"IF(S112=\"\",0,S112*HLOOKUP($D112,'2_メイン'!$AC$17:$BB$20,4,FALSE)*$W112)","v":0},{"$f":"IF(T112=\"\",0,T112*HLOOKUP($D112,'2_メイン'!$AC$17:$BB$20,4,FALSE)*$W112)","v":0}]
[null,103,null,null,null,null,"",null,null,null,null,null,null,null,null,null,null,null,null,null,null,{"$f":"IF(U113=\"\",\"\",U113*HLOOKUP(D113,'2_メイン'!$AC$17:$BB$19,3,FALSE)/1000)","v":""},1,null,null,null,null,null,"CO2",{"$f":"IFERROR(MAX(AR19,AE107),0)","v":0},{"$f":"IFERROR(MAX(AR29,AF107),0)","v":0},{"$f":"IFERROR(MAX(AR39,AG107),0)","v":0},{"$f":"IFERROR(MAX(AR49,AH107),0)","v":0},{"$f":"IFERROR(MAX(AR59,AI107),0)","v":0},{"$f":"IFERROR(MAX(AR69,AJ107),0)","v":0},{"$f":"IFERROR(MAX(AR79,AK107),0)","v":0},{"$f":"IFERROR(MAX(AR89,AL107),0)","v":0},{"$f":"IFERROR(MAX(AR99,AM107),0)","v":0},null,null,null,null,null,null,null,{"$f":"IF(I113=\"\",0,I113*HLOOKUP($D113,'2_メイン'!$AC$17:$BB$19,3,FALSE)/1000*$W113)","v":0},{"$f":"IF(J113=\"\",0,J113*HLOOKUP($D113,'2_メイン'!$AC$17:$BB$19,3,FALSE)/1000*$W113)","v":0},{"$f":"IF(K113=\"\",0,K113*HLOOKUP($D113,'2_メイン'!$AC$17:$BB$19,3,FALSE)/1000*$W113)","v":0},{"$f":"IF(L113=\"\",0,L113*HLOOKUP($D113,'2_メイン'!$AC$17:$BB$19,3,FALSE)/1000*$W113)","v":0},{"$f":"IF(M113=\"\",0,M113*HLOOKUP($D113,'2_メイン'!$AC$17:$BB$19,3,FALSE)/1000*$W113)","v":0},{"$f":"IF(N113=\"\",0,N113*HLOOKUP($D113,'2_メイン'!$AC$17:$BB$19,3,FALSE)/1000*$W113)","v":0},{"$f":"IF(O113=\"\",0,O113*HLOOKUP($D113,'2_メイン'!$AC$17:$BB$19,3,FALSE)/1000*$W113)","v":0},{"$f":"IF(P113=\"\",0,P113*HLOOKUP($D113,'2_メイン'!$AC$17:$BB$19,3,FALSE)/1000*$W113)","v":0},{"$f":"IF(Q113=\"\",0,Q113*HLOOKUP($D113,'2_メイン'!$AC$17:$BB$19,3,FALSE)/1000*$W113)","v":0},{"$f":"IF(R113=\"\",0,R113*HLOOKUP($D113,'2_メイン'!$AC$17:$BB$19,3,FALSE)/1000*$W113)","v":0},{"$f":"IF(S113=\"\",0,S113*HLOOKUP($D113,'2_メイン'!$AC$17:$BB$19,3,FALSE)/1000*$W113)","v":0},{"$f":"IF(T113=\"\",0,T113*HLOOKUP($D113,'2_メイン'!$AC$17:$BB$19,3,FALSE)/1000*$W113)","v":0},null,null,{"$f":"IF(I113=\"\",0,I113*HLOOKUP($D113,'2_メイン'!$AC$17:$BB$20,4,FALSE)*$W113)","v":0},{"$f":"IF(J113=\"\",0,J113*HLOOKUP($D113,'2_メイン'!$AC$17:$BB$20,4,FALSE)*$W113)","v":0},{"$f":"IF(K113=\"\",0,K113*HLOOKUP($D113,'2_メイン'!$AC$17:$BB$20,4,FALSE)*$W113)","v":0},{"$f":"IF(L113=\"\",0,L113*HLOOKUP($D113,'2_メイン'!$AC$17:$BB$20,4,FALSE)*$W113)","v":0},{"$f":"IF(M113=\"\",0,M113*HLOOKUP($D113,'2_メイン'!$AC$17:$BB$20,4,FALSE)*$W113)","v":0},{"$f":"IF(N113=\"\",0,N113*HLOOKUP($D113,'2_メイン'!$AC$17:$BB$20,4,FALSE)*$W113)","v":0},{"$f":"IF(O113=\"\",0,O113*HLOOKUP($D113,'2_メイン'!$AC$17:$BB$20,4,FALSE)*$W113)","v":0},{"$f":"IF(P113=\"\",0,P113*HLOOKUP($D113,'2_メイン'!$AC$17:$BB$20,4,FALSE)*$W113)","v":0},{"$f":"IF(Q113=\"\",0,Q113*HLOOKUP($D113,'2_メイン'!$AC$17:$BB$20,4,FALSE)*$W113)","v":0},{"$f":"IF(R113=\"\",0,R113*HLOOKUP($D113,'2_メイン'!$AC$17:$BB$20,4,FALSE)*$W113)","v":0},{"$f":"IF(S113=\"\",0,S113*HLOOKUP($D113,'2_メイン'!$AC$17:$BB$20,4,FALSE)*$W113)","v":0},{"$f":"IF(T113=\"\",0,T113*HLOOKUP($D113,'2_メイン'!$AC$17:$BB$20,4,FALSE)*$W113)","v":0}]
[null,104,null,null,null,null,"",null,null,null,null,null,null,null,null,null,null,null,null,null,null,{"$f":"IF(U114=\"\",\"\",U114*HLOOKUP(D114,'2_メイン'!$AC$17:$BB$19,3,FALSE)/1000)","v":""},1,null,null,null,null,null,"一次エネルギー",{"$f":"IFERROR(MAX(AR20,AE109),0)","v":0},{"$f":"IFERROR(MAX(AR30,AF109),0)","v":0},{"$f":"IFERROR(MAX(AR40,AG109),0)","v":0},{"$f":"IFERROR(MAX(AR50,AH109),0)","v":0},{"$f":"IFERROR(MAX(AR60,AI109),0)","v":0},{"$f":"IFERROR(MAX(AR70,AJ109),0)","v":0},{"$f":"IFERROR(MAX(AR80,AK109),0)","v":0},{"$f":"IFERROR(MAX(AR90,AL109),0)","v":0},{"$f":"IFERROR(MAX(AR100,AM109),0)","v":0},null,null,null,null,null,null,null,{"$f":"IF(I114=\"\",0,I114*HLOOKUP($D114,'2_メイン'!$AC$17:$BB$19,3,FALSE)/1000*$W114)","v":0},{"$f":"IF(J114=\"\",0,J114*HLOOKUP($D114,'2_メイン'!$AC$17:$BB$19,3,FALSE)/1000*$W114)","v":0},{"$f":"IF(K114=\"\",0,K114*HLOOKUP($D114,'2_メイン'!$AC$17:$BB$19,3,FALSE)/1000*$W114)","v":0},{"$f":"IF(L114=\"\",0,L114*HLOOKUP($D114,'2_メイン'!$AC$17:$BB$19,3,FALSE)/1000*$W114)","v":0},{"$f":"IF(M114=\"\",0,M114*HLOOKUP($D114,'2_メイン'!$AC$17:$BB$19,3,FALSE)/1000*$W114)","v":0},{"$f":"IF(N114=\"\",0,N114*HLOOKUP($D114,'2_メイン'!$AC$17:$BB$19,3,FALSE)/1000*$W114)","v":0},{"$f":"IF(O114=\"\",0,O114*HLOOKUP($D114,'2_メイン'!$AC$17:$BB$19,3,FALSE)/1000*$W114)","v":0},{"$f":"IF(P114=\"\",0,P114*HLOOKUP($D114,'2_メイン'!$AC$17:$BB$19,3,FALSE)/1000*$W114)","v":0},{"$f":"IF(Q114=\"\",0,Q114*HLOOKUP($D114,'2_メイン'!$AC$17:$BB$19,3,FALSE)/1000*$W114)","v":0},{"$f":"IF(R114=\"\",0,R114*HLOOKUP($D114,'2_メイン'!$AC$17:$BB$19,3,FALSE)/1000*$W114)","v":0},{"$f":"IF(S114=\"\",0,S114*HLOOKUP($D114,'2_メイン'!$AC$17:$BB$19,3,FALSE)/1000*$W114)","v":0},{"$f":"IF(T114=\"\",0,T114*HLOOKUP($D114,'2_メイン'!$AC$17:$BB$19,3,FALSE)/1000*$W114)","v":0},null,null,{"$f":"IF(I114=\"\",0,I114*HLOOKUP($D114,'2_メイン'!$AC$17:$BB$20,4,FALSE)*$W114)","v":0},{"$f":"IF(J114=\"\",0,J114*HLOOKUP($D114,'2_メイン'!$AC$17:$BB$20,4,FALSE)*$W114)","v":0},{"$f":"IF(K114=\"\",0,K114*HLOOKUP($D114,'2_メイン'!$AC$17:$BB$20,4,FALSE)*$W114)","v":0},{"$f":"IF(L114=\"\",0,L114*HLOOKUP($D114,'2_メイン'!$AC$17:$BB$20,4,FALSE)*$W114)","v":0},{"$f":"IF(M114=\"\",0,M114*HLOOKUP($D114,'2_メイン'!$AC$17:$BB$20,4,FALSE)*$W114)","v":0},{"$f":"IF(N114=\"\",0,N114*HLOOKUP($D114,'2_メイン'!$AC$17:$BB$20,4,FALSE)*$W114)","v":0},{"$f":"IF(O114=\"\",0,O114*HLOOKUP($D114,'2_メイン'!$AC$17:$BB$20,4,FALSE)*$W114)","v":0},{"$f":"IF(P114=\"\",0,P114*HLOOKUP($D114,'2_メイン'!$AC$17:$BB$20,4,FALSE)*$W114)","v":0},{"$f":"IF(Q114=\"\",0,Q114*HLOOKUP($D114,'2_メイン'!$AC$17:$BB$20,4,FALSE)*$W114)","v":0},{"$f":"IF(R114=\"\",0,R114*HLOOKUP($D114,'2_メイン'!$AC$17:$BB$20,4,FALSE)*$W114)","v":0},{"$f":"IF(S114=\"\",0,S114*HLOOKUP($D114,'2_メイン'!$AC$17:$BB$20,4,FALSE)*$W114)","v":0},{"$f":"IF(T114=\"\",0,T114*HLOOKUP($D114,'2_メイン'!$AC$17:$BB$20,4,FALSE)*$W114)","v":0}]
[null,105,null,null,null,null,"",null,null,null,null,null,null,null,null,null,null,null,null,null,null,{"$f":"IF(U115=\"\",\"\",U115*HLOOKUP(D115,'2_メイン'!$AC$17:$BB$19,3,FALSE)/1000)","v":""},1,null,null,null,null,null,null,null,null,null,null,null,null,null,null,null,null,null,null,null,null,null,null,{"$f":"IF(I115=\"\",0,I115*HLOOKUP($D115,'2_メイン'!$AC$17:$BB$19,3,FALSE)/1000*$W115)","v":0},{"$f":"IF(J115=\"\",0,J115*HLOOKUP($D115,'2_メイン'!$AC$17:$BB$19,3,FALSE)/1000*$W115)","v":0},{"$f":"IF(K115=\"\",0,K115*HLOOKUP($D115,'2_メイン'!$AC$17:$BB$19,3,FALSE)/1000*$W115)","v":0},{"$f":"IF(L115=\"\",0,L115*HLOOKUP($D115,'2_メイン'!$AC$17:$BB$19,3,FALSE)/1000*$W115)","v":0},{"$f":"IF(M115=\"\",0,M115*HLOOKUP($D115,'2_メイン'!$AC$17:$BB$19,3,FALSE)/1000*$W115)","v":0},{"$f":"IF(N115=\"\",0,N115*HLOOKUP($D115,'2_メイン'!$AC$17:$BB$19,3,FALSE)/1000*$W115)","v":0},{"$f":"IF(O115=\"\",0,O115*HLOOKUP($D115,'2_メイン'!$AC$17:$BB$19,3,FALSE)/1000*$W115)","v":0},{"$f":"IF(P115=\"\",0,P115*HLOOKUP($D115,'2_メイン'!$AC$17:$BB$19,3,FALSE)/1000*$W115)","v":0},{"$f":"IF(Q115=\"\",0,Q115*HLOOKUP($D115,'2_メイン'!$AC$17:$BB$19,3,FALSE)/1000*$W115)","v":0},{"$f":"IF(R115=\"\",0,R115*HLOOKUP($D115,'2_メイン'!$AC$17:$BB$19,3,FALSE)/1000*$W115)","v":0},{"$f":"IF(S115=\"\",0,S115*HLOOKUP($D115,'2_メイン'!$AC$17:$BB$19,3,FALSE)/1000*$W115)","v":0},{"$f":"IF(T115=\"\",0,T115*HLOOKUP($D115,'2_メイン'!$AC$17:$BB$19,3,FALSE)/1000*$W115)","v":0},null,null,{"$f":"IF(I115=\"\",0,I115*HLOOKUP($D115,'2_メイン'!$AC$17:$BB$20,4,FALSE)*$W115)","v":0},{"$f":"IF(J115=\"\",0,J115*HLOOKUP($D115,'2_メイン'!$AC$17:$BB$20,4,FALSE)*$W115)","v":0},{"$f":"IF(K115=\"\",0,K115*HLOOKUP($D115,'2_メイン'!$AC$17:$BB$20,4,FALSE)*$W115)","v":0},{"$f":"IF(L115=\"\",0,L115*HLOOKUP($D115,'2_メイン'!$AC$17:$BB$20,4,FALSE)*$W115)","v":0},{"$f":"IF(M115=\"\",0,M115*HLOOKUP($D115,'2_メイン'!$AC$17:$BB$20,4,FALSE)*$W115)","v":0},{"$f":"IF(N115=\"\",0,N115*HLOOKUP($D115,'2_メイン'!$AC$17:$BB$20,4,FALSE)*$W115)","v":0},{"$f":"IF(O115=\"\",0,O115*HLOOKUP($D115,'2_メイン'!$AC$17:$BB$20,4,FALSE)*$W115)","v":0},{"$f":"IF(P115=\"\",0,P115*HLOOKUP($D115,'2_メイン'!$AC$17:$BB$20,4,FALSE)*$W115)","v":0},{"$f":"IF(Q115=\"\",0,Q115*HLOOKUP($D115,'2_メイン'!$AC$17:$BB$20,4,FALSE)*$W115)","v":0},{"$f":"IF(R115=\"\",0,R115*HLOOKUP($D115,'2_メイン'!$AC$17:$BB$20,4,FALSE)*$W115)","v":0},{"$f":"IF(S115=\"\",0,S115*HLOOKUP($D115,'2_メイン'!$AC$17:$BB$20,4,FALSE)*$W115)","v":0},{"$f":"IF(T115=\"\",0,T115*HLOOKUP($D115,'2_メイン'!$AC$17:$BB$20,4,FALSE)*$W115)","v":0}]
[null,106,null,null,null,null,"",null,null,null,null,null,null,null,null,null,null,null,null,null,null,{"$f":"IF(U116=\"\",\"\",U116*HLOOKUP(D116,'2_メイン'!$AC$17:$BB$19,3,FALSE)/1000)","v":""},1,null,null,null,null,null,null,null,null,null,null,null,null,null,null,null,null,null,null,null,null,null,null,{"$f":"IF(I116=\"\",0,I116*HLOOKUP($D116,'2_メイン'!$AC$17:$BB$19,3,FALSE)/1000*$W116)","v":0},{"$f":"IF(J116=\"\",0,J116*HLOOKUP($D116,'2_メイン'!$AC$17:$BB$19,3,FALSE)/1000*$W116)","v":0},{"$f":"IF(K116=\"\",0,K116*HLOOKUP($D116,'2_メイン'!$AC$17:$BB$19,3,FALSE)/1000*$W116)","v":0},{"$f":"IF(L116=\"\",0,L116*HLOOKUP($D116,'2_メイン'!$AC$17:$BB$19,3,FALSE)/1000*$W116)","v":0},{"$f":"IF(M116=\"\",0,M116*HLOOKUP($D116,'2_メイン'!$AC$17:$BB$19,3,FALSE)/1000*$W116)","v":0},{"$f":"IF(N116=\"\",0,N116*HLOOKUP($D116,'2_メイン'!$AC$17:$BB$19,3,FALSE)/1000*$W116)","v":0},{"$f":"IF(O116=\"\",0,O116*HLOOKUP($D116,'2_メイン'!$AC$17:$BB$19,3,FALSE)/1000*$W116)","v":0},{"$f":"IF(P116=\"\",0,P116*HLOOKUP($D116,'2_メイン'!$AC$17:$BB$19,3,FALSE)/1000*$W116)","v":0},{"$f":"IF(Q116=\"\",0,Q116*HLOOKUP($D116,'2_メイン'!$AC$17:$BB$19,3,FALSE)/1000*$W116)","v":0},{"$f":"IF(R116=\"\",0,R116*HLOOKUP($D116,'2_メイン'!$AC$17:$BB$19,3,FALSE)/1000*$W116)","v":0},{"$f":"IF(S116=\"\",0,S116*HLOOKUP($D116,'2_メイン'!$AC$17:$BB$19,3,FALSE)/1000*$W116)","v":0},{"$f":"IF(T116=\"\",0,T116*HLOOKUP($D116,'2_メイン'!$AC$17:$BB$19,3,FALSE)/1000*$W116)","v":0},null,null,{"$f":"IF(I116=\"\",0,I116*HLOOKUP($D116,'2_メイン'!$AC$17:$BB$20,4,FALSE)*$W116)","v":0},{"$f":"IF(J116=\"\",0,J116*HLOOKUP($D116,'2_メイン'!$AC$17:$BB$20,4,FALSE)*$W116)","v":0},{"$f":"IF(K116=\"\",0,K116*HLOOKUP($D116,'2_メイン'!$AC$17:$BB$20,4,FALSE)*$W116)","v":0},{"$f":"IF(L116=\"\",0,L116*HLOOKUP($D116,'2_メイン'!$AC$17:$BB$20,4,FALSE)*$W116)","v":0},{"$f":"IF(M116=\"\",0,M116*HLOOKUP($D116,'2_メイン'!$AC$17:$BB$20,4,FALSE)*$W116)","v":0},{"$f":"IF(N116=\"\",0,N116*HLOOKUP($D116,'2_メイン'!$AC$17:$BB$20,4,FALSE)*$W116)","v":0},{"$f":"IF(O116=\"\",0,O116*HLOOKUP($D116,'2_メイン'!$AC$17:$BB$20,4,FALSE)*$W116)","v":0},{"$f":"IF(P116=\"\",0,P116*HLOOKUP($D116,'2_メイン'!$AC$17:$BB$20,4,FALSE)*$W116)","v":0},{"$f":"IF(Q116=\"\",0,Q116*HLOOKUP($D116,'2_メイン'!$AC$17:$BB$20,4,FALSE)*$W116)","v":0},{"$f":"IF(R116=\"\",0,R116*HLOOKUP($D116,'2_メイン'!$AC$17:$BB$20,4,FALSE)*$W116)","v":0},{"$f":"IF(S116=\"\",0,S116*HLOOKUP($D116,'2_メイン'!$AC$17:$BB$20,4,FALSE)*$W116)","v":0},{"$f":"IF(T116=\"\",0,T116*HLOOKUP($D116,'2_メイン'!$AC$17:$BB$20,4,FALSE)*$W116)","v":0}]
[null,107,null,null,null,null,"",null,null,null,null,null,null,null,null,null,null,null,null,null,null,{"$f":"IF(U117=\"\",\"\",U117*HLOOKUP(D117,'2_メイン'!$AC$17:$BB$19,3,FALSE)/1000)","v":""},1,null,null,null,null,null,null,null,null,null,null,null,null,null,null,null,null,null,null,null,null,null,null,{"$f":"IF(I117=\"\",0,I117*HLOOKUP($D117,'2_メイン'!$AC$17:$BB$19,3,FALSE)/1000*$W117)","v":0},{"$f":"IF(J117=\"\",0,J117*HLOOKUP($D117,'2_メイン'!$AC$17:$BB$19,3,FALSE)/1000*$W117)","v":0},{"$f":"IF(K117=\"\",0,K117*HLOOKUP($D117,'2_メイン'!$AC$17:$BB$19,3,FALSE)/1000*$W117)","v":0},{"$f":"IF(L117=\"\",0,L117*HLOOKUP($D117,'2_メイン'!$AC$17:$BB$19,3,FALSE)/1000*$W117)","v":0},{"$f":"IF(M117=\"\",0,M117*HLOOKUP($D117,'2_メイン'!$AC$17:$BB$19,3,FALSE)/1000*$W117)","v":0},{"$f":"IF(N117=\"\",0,N117*HLOOKUP($D117,'2_メイン'!$AC$17:$BB$19,3,FALSE)/1000*$W117)","v":0},{"$f":"IF(O117=\"\",0,O117*HLOOKUP($D117,'2_メイン'!$AC$17:$BB$19,3,FALSE)/1000*$W117)","v":0},{"$f":"IF(P117=\"\",0,P117*HLOOKUP($D117,'2_メイン'!$AC$17:$BB$19,3,FALSE)/1000*$W117)","v":0},{"$f":"IF(Q117=\"\",0,Q117*HLOOKUP($D117,'2_メイン'!$AC$17:$BB$19,3,FALSE)/1000*$W117)","v":0},{"$f":"IF(R117=\"\",0,R117*HLOOKUP($D117,'2_メイン'!$AC$17:$BB$19,3,FALSE)/1000*$W117)","v":0},{"$f":"IF(S117=\"\",0,S117*HLOOKUP($D117,'2_メイン'!$AC$17:$BB$19,3,FALSE)/1000*$W117)","v":0},{"$f":"IF(T117=\"\",0,T117*HLOOKUP($D117,'2_メイン'!$AC$17:$BB$19,3,FALSE)/1000*$W117)","v":0},null,null,{"$f":"IF(I117=\"\",0,I117*HLOOKUP($D117,'2_メイン'!$AC$17:$BB$20,4,FALSE)*$W117)","v":0},{"$f":"IF(J117=\"\",0,J117*HLOOKUP($D117,'2_メイン'!$AC$17:$BB$20,4,FALSE)*$W117)","v":0},{"$f":"IF(K117=\"\",0,K117*HLOOKUP($D117,'2_メイン'!$AC$17:$BB$20,4,FALSE)*$W117)","v":0},{"$f":"IF(L117=\"\",0,L117*HLOOKUP($D117,'2_メイン'!$AC$17:$BB$20,4,FALSE)*$W117)","v":0},{"$f":"IF(M117=\"\",0,M117*HLOOKUP($D117,'2_メイン'!$AC$17:$BB$20,4,FALSE)*$W117)","v":0},{"$f":"IF(N117=\"\",0,N117*HLOOKUP($D117,'2_メイン'!$AC$17:$BB$20,4,FALSE)*$W117)","v":0},{"$f":"IF(O117=\"\",0,O117*HLOOKUP($D117,'2_メイン'!$AC$17:$BB$20,4,FALSE)*$W117)","v":0},{"$f":"IF(P117=\"\",0,P117*HLOOKUP($D117,'2_メイン'!$AC$17:$BB$20,4,FALSE)*$W117)","v":0},{"$f":"IF(Q117=\"\",0,Q117*HLOOKUP($D117,'2_メイン'!$AC$17:$BB$20,4,FALSE)*$W117)","v":0},{"$f":"IF(R117=\"\",0,R117*HLOOKUP($D117,'2_メイン'!$AC$17:$BB$20,4,FALSE)*$W117)","v":0},{"$f":"IF(S117=\"\",0,S117*HLOOKUP($D117,'2_メイン'!$AC$17:$BB$20,4,FALSE)*$W117)","v":0},{"$f":"IF(T117=\"\",0,T117*HLOOKUP($D117,'2_メイン'!$AC$17:$BB$20,4,FALSE)*$W117)","v":0}]
[null,108,null,null,null,null,"",null,null,null,null,null,null,null,null,null,null,null,null,null,null,{"$f":"IF(U118=\"\",\"\",U118*HLOOKUP(D118,'2_メイン'!$AC$17:$BB$19,3,FALSE)/1000)","v":""},1,null,null,null,null,null,null,null,null,null,null,null,null,null,null,null,null,null,null,null,null,null,null,{"$f":"IF(I118=\"\",0,I118*HLOOKUP($D118,'2_メイン'!$AC$17:$BB$19,3,FALSE)/1000*$W118)","v":0},{"$f":"IF(J118=\"\",0,J118*HLOOKUP($D118,'2_メイン'!$AC$17:$BB$19,3,FALSE)/1000*$W118)","v":0},{"$f":"IF(K118=\"\",0,K118*HLOOKUP($D118,'2_メイン'!$AC$17:$BB$19,3,FALSE)/1000*$W118)","v":0},{"$f":"IF(L118=\"\",0,L118*HLOOKUP($D118,'2_メイン'!$AC$17:$BB$19,3,FALSE)/1000*$W118)","v":0},{"$f":"IF(M118=\"\",0,M118*HLOOKUP($D118,'2_メイン'!$AC$17:$BB$19,3,FALSE)/1000*$W118)","v":0},{"$f":"IF(N118=\"\",0,N118*HLOOKUP($D118,'2_メイン'!$AC$17:$BB$19,3,FALSE)/1000*$W118)","v":0},{"$f":"IF(O118=\"\",0,O118*HLOOKUP($D118,'2_メイン'!$AC$17:$BB$19,3,FALSE)/1000*$W118)","v":0},{"$f":"IF(P118=\"\",0,P118*HLOOKUP($D118,'2_メイン'!$AC$17:$BB$19,3,FALSE)/1000*$W118)","v":0},{"$f":"IF(Q118=\"\",0,Q118*HLOOKUP($D118,'2_メイン'!$AC$17:$BB$19,3,FALSE)/1000*$W118)","v":0},{"$f":"IF(R118=\"\",0,R118*HLOOKUP($D118,'2_メイン'!$AC$17:$BB$19,3,FALSE)/1000*$W118)","v":0},{"$f":"IF(S118=\"\",0,S118*HLOOKUP($D118,'2_メイン'!$AC$17:$BB$19,3,FALSE)/1000*$W118)","v":0},{"$f":"IF(T118=\"\",0,T118*HLOOKUP($D118,'2_メイン'!$AC$17:$BB$19,3,FALSE)/1000*$W118)","v":0},null,null,{"$f":"IF(I118=\"\",0,I118*HLOOKUP($D118,'2_メイン'!$AC$17:$BB$20,4,FALSE)*$W118)","v":0},{"$f":"IF(J118=\"\",0,J118*HLOOKUP($D118,'2_メイン'!$AC$17:$BB$20,4,FALSE)*$W118)","v":0},{"$f":"IF(K118=\"\",0,K118*HLOOKUP($D118,'2_メイン'!$AC$17:$BB$20,4,FALSE)*$W118)","v":0},{"$f":"IF(L118=\"\",0,L118*HLOOKUP($D118,'2_メイン'!$AC$17:$BB$20,4,FALSE)*$W118)","v":0},{"$f":"IF(M118=\"\",0,M118*HLOOKUP($D118,'2_メイン'!$AC$17:$BB$20,4,FALSE)*$W118)","v":0},{"$f":"IF(N118=\"\",0,N118*HLOOKUP($D118,'2_メイン'!$AC$17:$BB$20,4,FALSE)*$W118)","v":0},{"$f":"IF(O118=\"\",0,O118*HLOOKUP($D118,'2_メイン'!$AC$17:$BB$20,4,FALSE)*$W118)","v":0},{"$f":"IF(P118=\"\",0,P118*HLOOKUP($D118,'2_メイン'!$AC$17:$BB$20,4,FALSE)*$W118)","v":0},{"$f":"IF(Q118=\"\",0,Q118*HLOOKUP($D118,'2_メイン'!$AC$17:$BB$20,4,FALSE)*$W118)","v":0},{"$f":"IF(R118=\"\",0,R118*HLOOKUP($D118,'2_メイン'!$AC$17:$BB$20,4,FALSE)*$W118)","v":0},{"$f":"IF(S118=\"\",0,S118*HLOOKUP($D118,'2_メイン'!$AC$17:$BB$20,4,FALSE)*$W118)","v":0},{"$f":"IF(T118=\"\",0,T118*HLOOKUP($D118,'2_メイン'!$AC$17:$BB$20,4,FALSE)*$W118)","v":0}]
[null,109,null,null,null,null,"",null,null,null,null,null,null,null,null,null,null,null,null,null,null,{"$f":"IF(U119=\"\",\"\",U119*HLOOKUP(D119,'2_メイン'!$AC$17:$BB$19,3,FALSE)/1000)","v":""},1,null,null,null,null,null,null,null,null,null,null,null,null,null,null,null,null,null,null,null,null,null,null,{"$f":"IF(I119=\"\",0,I119*HLOOKUP($D119,'2_メイン'!$AC$17:$BB$19,3,FALSE)/1000*$W119)","v":0},{"$f":"IF(J119=\"\",0,J119*HLOOKUP($D119,'2_メイン'!$AC$17:$BB$19,3,FALSE)/1000*$W119)","v":0},{"$f":"IF(K119=\"\",0,K119*HLOOKUP($D119,'2_メイン'!$AC$17:$BB$19,3,FALSE)/1000*$W119)","v":0},{"$f":"IF(L119=\"\",0,L119*HLOOKUP($D119,'2_メイン'!$AC$17:$BB$19,3,FALSE)/1000*$W119)","v":0},{"$f":"IF(M119=\"\",0,M119*HLOOKUP($D119,'2_メイン'!$AC$17:$BB$19,3,FALSE)/1000*$W119)","v":0},{"$f":"IF(N119=\"\",0,N119*HLOOKUP($D119,'2_メイン'!$AC$17:$BB$19,3,FALSE)/1000*$W119)","v":0},{"$f":"IF(O119=\"\",0,O119*HLOOKUP($D119,'2_メイン'!$AC$17:$BB$19,3,FALSE)/1000*$W119)","v":0},{"$f":"IF(P119=\"\",0,P119*HLOOKUP($D119,'2_メイン'!$AC$17:$BB$19,3,FALSE)/1000*$W119)","v":0},{"$f":"IF(Q119=\"\",0,Q119*HLOOKUP($D119,'2_メイン'!$AC$17:$BB$19,3,FALSE)/1000*$W119)","v":0},{"$f":"IF(R119=\"\",0,R119*HLOOKUP($D119,'2_メイン'!$AC$17:$BB$19,3,FALSE)/1000*$W119)","v":0},{"$f":"IF(S119=\"\",0,S119*HLOOKUP($D119,'2_メイン'!$AC$17:$BB$19,3,FALSE)/1000*$W119)","v":0},{"$f":"IF(T119=\"\",0,T119*HLOOKUP($D119,'2_メイン'!$AC$17:$BB$19,3,FALSE)/1000*$W119)","v":0},null,null,{"$f":"IF(I119=\"\",0,I119*HLOOKUP($D119,'2_メイン'!$AC$17:$BB$20,4,FALSE)*$W119)","v":0},{"$f":"IF(J119=\"\",0,J119*HLOOKUP($D119,'2_メイン'!$AC$17:$BB$20,4,FALSE)*$W119)","v":0},{"$f":"IF(K119=\"\",0,K119*HLOOKUP($D119,'2_メイン'!$AC$17:$BB$20,4,FALSE)*$W119)","v":0},{"$f":"IF(L119=\"\",0,L119*HLOOKUP($D119,'2_メイン'!$AC$17:$BB$20,4,FALSE)*$W119)","v":0},{"$f":"IF(M119=\"\",0,M119*HLOOKUP($D119,'2_メイン'!$AC$17:$BB$20,4,FALSE)*$W119)","v":0},{"$f":"IF(N119=\"\",0,N119*HLOOKUP($D119,'2_メイン'!$AC$17:$BB$20,4,FALSE)*$W119)","v":0},{"$f":"IF(O119=\"\",0,O119*HLOOKUP($D119,'2_メイン'!$AC$17:$BB$20,4,FALSE)*$W119)","v":0},{"$f":"IF(P119=\"\",0,P119*HLOOKUP($D119,'2_メイン'!$AC$17:$BB$20,4,FALSE)*$W119)","v":0},{"$f":"IF(Q119=\"\",0,Q119*HLOOKUP($D119,'2_メイン'!$AC$17:$BB$20,4,FALSE)*$W119)","v":0},{"$f":"IF(R119=\"\",0,R119*HLOOKUP($D119,'2_メイン'!$AC$17:$BB$20,4,FALSE)*$W119)","v":0},{"$f":"IF(S119=\"\",0,S119*HLOOKUP($D119,'2_メイン'!$AC$17:$BB$20,4,FALSE)*$W119)","v":0},{"$f":"IF(T119=\"\",0,T119*HLOOKUP($D119,'2_メイン'!$AC$17:$BB$20,4,FALSE)*$W119)","v":0}]
[null,110,null,null,null,null,"",null,null,null,null,null,null,null,null,null,null,null,null,null,null,{"$f":"IF(U120=\"\",\"\",U120*HLOOKUP(D120,'2_メイン'!$AC$17:$BB$19,3,FALSE)/1000)","v":""},1,null,null,null,null,null,null,null,null,null,null,null,null,null,null,null,null,null,null,null,null,null,null,{"$f":"IF(I120=\"\",0,I120*HLOOKUP($D120,'2_メイン'!$AC$17:$BB$19,3,FALSE)/1000*$W120)","v":0},{"$f":"IF(J120=\"\",0,J120*HLOOKUP($D120,'2_メイン'!$AC$17:$BB$19,3,FALSE)/1000*$W120)","v":0},{"$f":"IF(K120=\"\",0,K120*HLOOKUP($D120,'2_メイン'!$AC$17:$BB$19,3,FALSE)/1000*$W120)","v":0},{"$f":"IF(L120=\"\",0,L120*HLOOKUP($D120,'2_メイン'!$AC$17:$BB$19,3,FALSE)/1000*$W120)","v":0},{"$f":"IF(M120=\"\",0,M120*HLOOKUP($D120,'2_メイン'!$AC$17:$BB$19,3,FALSE)/1000*$W120)","v":0},{"$f":"IF(N120=\"\",0,N120*HLOOKUP($D120,'2_メイン'!$AC$17:$BB$19,3,FALSE)/1000*$W120)","v":0},{"$f":"IF(O120=\"\",0,O120*HLOOKUP($D120,'2_メイン'!$AC$17:$BB$19,3,FALSE)/1000*$W120)","v":0},{"$f":"IF(P120=\"\",0,P120*HLOOKUP($D120,'2_メイン'!$AC$17:$BB$19,3,FALSE)/1000*$W120)","v":0},{"$f":"IF(Q120=\"\",0,Q120*HLOOKUP($D120,'2_メイン'!$AC$17:$BB$19,3,FALSE)/1000*$W120)","v":0},{"$f":"IF(R120=\"\",0,R120*HLOOKUP($D120,'2_メイン'!$AC$17:$BB$19,3,FALSE)/1000*$W120)","v":0},{"$f":"IF(S120=\"\",0,S120*HLOOKUP($D120,'2_メイン'!$AC$17:$BB$19,3,FALSE)/1000*$W120)","v":0},{"$f":"IF(T120=\"\",0,T120*HLOOKUP($D120,'2_メイン'!$AC$17:$BB$19,3,FALSE)/1000*$W120)","v":0},null,null,{"$f":"IF(I120=\"\",0,I120*HLOOKUP($D120,'2_メイン'!$AC$17:$BB$20,4,FALSE)*$W120)","v":0},{"$f":"IF(J120=\"\",0,J120*HLOOKUP($D120,'2_メイン'!$AC$17:$BB$20,4,FALSE)*$W120)","v":0},{"$f":"IF(K120=\"\",0,K120*HLOOKUP($D120,'2_メイン'!$AC$17:$BB$20,4,FALSE)*$W120)","v":0},{"$f":"IF(L120=\"\",0,L120*HLOOKUP($D120,'2_メイン'!$AC$17:$BB$20,4,FALSE)*$W120)","v":0},{"$f":"IF(M120=\"\",0,M120*HLOOKUP($D120,'2_メイン'!$AC$17:$BB$20,4,FALSE)*$W120)","v":0},{"$f":"IF(N120=\"\",0,N120*HLOOKUP($D120,'2_メイン'!$AC$17:$BB$20,4,FALSE)*$W120)","v":0},{"$f":"IF(O120=\"\",0,O120*HLOOKUP($D120,'2_メイン'!$AC$17:$BB$20,4,FALSE)*$W120)","v":0},{"$f":"IF(P120=\"\",0,P120*HLOOKUP($D120,'2_メイン'!$AC$17:$BB$20,4,FALSE)*$W120)","v":0},{"$f":"IF(Q120=\"\",0,Q120*HLOOKUP($D120,'2_メイン'!$AC$17:$BB$20,4,FALSE)*$W120)","v":0},{"$f":"IF(R120=\"\",0,R120*HLOOKUP($D120,'2_メイン'!$AC$17:$BB$20,4,FALSE)*$W120)","v":0},{"$f":"IF(S120=\"\",0,S120*HLOOKUP($D120,'2_メイン'!$AC$17:$BB$20,4,FALSE)*$W120)","v":0},{"$f":"IF(T120=\"\",0,T120*HLOOKUP($D120,'2_メイン'!$AC$17:$BB$20,4,FALSE)*$W120)","v":0}]
[null,111,null,null,null,null,"",null,null,null,null,null,null,null,null,null,null,null,null,null,null,{"$f":"IF(U121=\"\",\"\",U121*HLOOKUP(D121,'2_メイン'!$AC$17:$BB$19,3,FALSE)/1000)","v":""},1,null,null,null,null,null,null,null,null,null,null,null,null,null,null,null,null,null,null,null,null,null,null,{"$f":"IF(I121=\"\",0,I121*HLOOKUP($D121,'2_メイン'!$AC$17:$BB$19,3,FALSE)/1000*$W121)","v":0},{"$f":"IF(J121=\"\",0,J121*HLOOKUP($D121,'2_メイン'!$AC$17:$BB$19,3,FALSE)/1000*$W121)","v":0},{"$f":"IF(K121=\"\",0,K121*HLOOKUP($D121,'2_メイン'!$AC$17:$BB$19,3,FALSE)/1000*$W121)","v":0},{"$f":"IF(L121=\"\",0,L121*HLOOKUP($D121,'2_メイン'!$AC$17:$BB$19,3,FALSE)/1000*$W121)","v":0},{"$f":"IF(M121=\"\",0,M121*HLOOKUP($D121,'2_メイン'!$AC$17:$BB$19,3,FALSE)/1000*$W121)","v":0},{"$f":"IF(N121=\"\",0,N121*HLOOKUP($D121,'2_メイン'!$AC$17:$BB$19,3,FALSE)/1000*$W121)","v":0},{"$f":"IF(O121=\"\",0,O121*HLOOKUP($D121,'2_メイン'!$AC$17:$BB$19,3,FALSE)/1000*$W121)","v":0},{"$f":"IF(P121=\"\",0,P121*HLOOKUP($D121,'2_メイン'!$AC$17:$BB$19,3,FALSE)/1000*$W121)","v":0},{"$f":"IF(Q121=\"\",0,Q121*HLOOKUP($D121,'2_メイン'!$AC$17:$BB$19,3,FALSE)/1000*$W121)","v":0},{"$f":"IF(R121=\"\",0,R121*HLOOKUP($D121,'2_メイン'!$AC$17:$BB$19,3,FALSE)/1000*$W121)","v":0},{"$f":"IF(S121=\"\",0,S121*HLOOKUP($D121,'2_メイン'!$AC$17:$BB$19,3,FALSE)/1000*$W121)","v":0},{"$f":"IF(T121=\"\",0,T121*HLOOKUP($D121,'2_メイン'!$AC$17:$BB$19,3,FALSE)/1000*$W121)","v":0},null,null,{"$f":"IF(I121=\"\",0,I121*HLOOKUP($D121,'2_メイン'!$AC$17:$BB$20,4,FALSE)*$W121)","v":0},{"$f":"IF(J121=\"\",0,J121*HLOOKUP($D121,'2_メイン'!$AC$17:$BB$20,4,FALSE)*$W121)","v":0},{"$f":"IF(K121=\"\",0,K121*HLOOKUP($D121,'2_メイン'!$AC$17:$BB$20,4,FALSE)*$W121)","v":0},{"$f":"IF(L121=\"\",0,L121*HLOOKUP($D121,'2_メイン'!$AC$17:$BB$20,4,FALSE)*$W121)","v":0},{"$f":"IF(M121=\"\",0,M121*HLOOKUP($D121,'2_メイン'!$AC$17:$BB$20,4,FALSE)*$W121)","v":0},{"$f":"IF(N121=\"\",0,N121*HLOOKUP($D121,'2_メイン'!$AC$17:$BB$20,4,FALSE)*$W121)","v":0},{"$f":"IF(O121=\"\",0,O121*HLOOKUP($D121,'2_メイン'!$AC$17:$BB$20,4,FALSE)*$W121)","v":0},{"$f":"IF(P121=\"\",0,P121*HLOOKUP($D121,'2_メイン'!$AC$17:$BB$20,4,FALSE)*$W121)","v":0},{"$f":"IF(Q121=\"\",0,Q121*HLOOKUP($D121,'2_メイン'!$AC$17:$BB$20,4,FALSE)*$W121)","v":0},{"$f":"IF(R121=\"\",0,R121*HLOOKUP($D121,'2_メイン'!$AC$17:$BB$20,4,FALSE)*$W121)","v":0},{"$f":"IF(S121=\"\",0,S121*HLOOKUP($D121,'2_メイン'!$AC$17:$BB$20,4,FALSE)*$W121)","v":0},{"$f":"IF(T121=\"\",0,T121*HLOOKUP($D121,'2_メイン'!$AC$17:$BB$20,4,FALSE)*$W121)","v":0}]
[null,112,null,null,null,null,"",null,null,null,null,null,null,null,null,null,null,null,null,null,null,{"$f":"IF(U122=\"\",\"\",U122*HLOOKUP(D122,'2_メイン'!$AC$17:$BB$19,3,FALSE)/1000)","v":""},1,null,null,null,null,null,null,null,null,null,null,null,null,null,null,null,null,null,null,null,null,null,null,{"$f":"IF(I122=\"\",0,I122*HLOOKUP($D122,'2_メイン'!$AC$17:$BB$19,3,FALSE)/1000*$W122)","v":0},{"$f":"IF(J122=\"\",0,J122*HLOOKUP($D122,'2_メイン'!$AC$17:$BB$19,3,FALSE)/1000*$W122)","v":0},{"$f":"IF(K122=\"\",0,K122*HLOOKUP($D122,'2_メイン'!$AC$17:$BB$19,3,FALSE)/1000*$W122)","v":0},{"$f":"IF(L122=\"\",0,L122*HLOOKUP($D122,'2_メイン'!$AC$17:$BB$19,3,FALSE)/1000*$W122)","v":0},{"$f":"IF(M122=\"\",0,M122*HLOOKUP($D122,'2_メイン'!$AC$17:$BB$19,3,FALSE)/1000*$W122)","v":0},{"$f":"IF(N122=\"\",0,N122*HLOOKUP($D122,'2_メイン'!$AC$17:$BB$19,3,FALSE)/1000*$W122)","v":0},{"$f":"IF(O122=\"\",0,O122*HLOOKUP($D122,'2_メイン'!$AC$17:$BB$19,3,FALSE)/1000*$W122)","v":0},{"$f":"IF(P122=\"\",0,P122*HLOOKUP($D122,'2_メイン'!$AC$17:$BB$19,3,FALSE)/1000*$W122)","v":0},{"$f":"IF(Q122=\"\",0,Q122*HLOOKUP($D122,'2_メイン'!$AC$17:$BB$19,3,FALSE)/1000*$W122)","v":0},{"$f":"IF(R122=\"\",0,R122*HLOOKUP($D122,'2_メイン'!$AC$17:$BB$19,3,FALSE)/1000*$W122)","v":0},{"$f":"IF(S122=\"\",0,S122*HLOOKUP($D122,'2_メイン'!$AC$17:$BB$19,3,FALSE)/1000*$W122)","v":0},{"$f":"IF(T122=\"\",0,T122*HLOOKUP($D122,'2_メイン'!$AC$17:$BB$19,3,FALSE)/1000*$W122)","v":0},null,null,{"$f":"IF(I122=\"\",0,I122*HLOOKUP($D122,'2_メイン'!$AC$17:$BB$20,4,FALSE)*$W122)","v":0},{"$f":"IF(J122=\"\",0,J122*HLOOKUP($D122,'2_メイン'!$AC$17:$BB$20,4,FALSE)*$W122)","v":0},{"$f":"IF(K122=\"\",0,K122*HLOOKUP($D122,'2_メイン'!$AC$17:$BB$20,4,FALSE)*$W122)","v":0},{"$f":"IF(L122=\"\",0,L122*HLOOKUP($D122,'2_メイン'!$AC$17:$BB$20,4,FALSE)*$W122)","v":0},{"$f":"IF(M122=\"\",0,M122*HLOOKUP($D122,'2_メイン'!$AC$17:$BB$20,4,FALSE)*$W122)","v":0},{"$f":"IF(N122=\"\",0,N122*HLOOKUP($D122,'2_メイン'!$AC$17:$BB$20,4,FALSE)*$W122)","v":0},{"$f":"IF(O122=\"\",0,O122*HLOOKUP($D122,'2_メイン'!$AC$17:$BB$20,4,FALSE)*$W122)","v":0},{"$f":"IF(P122=\"\",0,P122*HLOOKUP($D122,'2_メイン'!$AC$17:$BB$20,4,FALSE)*$W122)","v":0},{"$f":"IF(Q122=\"\",0,Q122*HLOOKUP($D122,'2_メイン'!$AC$17:$BB$20,4,FALSE)*$W122)","v":0},{"$f":"IF(R122=\"\",0,R122*HLOOKUP($D122,'2_メイン'!$AC$17:$BB$20,4,FALSE)*$W122)","v":0},{"$f":"IF(S122=\"\",0,S122*HLOOKUP($D122,'2_メイン'!$AC$17:$BB$20,4,FALSE)*$W122)","v":0},{"$f":"IF(T122=\"\",0,T122*HLOOKUP($D122,'2_メイン'!$AC$17:$BB$20,4,FALSE)*$W122)","v":0}]
[null,113,null,null,null,null,"",null,null,null,null,null,null,null,null,null,null,null,null,null,null,{"$f":"IF(U123=\"\",\"\",U123*HLOOKUP(D123,'2_メイン'!$AC$17:$BB$19,3,FALSE)/1000)","v":""},1,null,null,null,null,null,null,null,null,null,null,null,null,null,null,null,null,null,null,null,null,null,null,{"$f":"IF(I123=\"\",0,I123*HLOOKUP($D123,'2_メイン'!$AC$17:$BB$19,3,FALSE)/1000*$W123)","v":0},{"$f":"IF(J123=\"\",0,J123*HLOOKUP($D123,'2_メイン'!$AC$17:$BB$19,3,FALSE)/1000*$W123)","v":0},{"$f":"IF(K123=\"\",0,K123*HLOOKUP($D123,'2_メイン'!$AC$17:$BB$19,3,FALSE)/1000*$W123)","v":0},{"$f":"IF(L123=\"\",0,L123*HLOOKUP($D123,'2_メイン'!$AC$17:$BB$19,3,FALSE)/1000*$W123)","v":0},{"$f":"IF(M123=\"\",0,M123*HLOOKUP($D123,'2_メイン'!$AC$17:$BB$19,3,FALSE)/1000*$W123)","v":0},{"$f":"IF(N123=\"\",0,N123*HLOOKUP($D123,'2_メイン'!$AC$17:$BB$19,3,FALSE)/1000*$W123)","v":0},{"$f":"IF(O123=\"\",0,O123*HLOOKUP($D123,'2_メイン'!$AC$17:$BB$19,3,FALSE)/1000*$W123)","v":0},{"$f":"IF(P123=\"\",0,P123*HLOOKUP($D123,'2_メイン'!$AC$17:$BB$19,3,FALSE)/1000*$W123)","v":0},{"$f":"IF(Q123=\"\",0,Q123*HLOOKUP($D123,'2_メイン'!$AC$17:$BB$19,3,FALSE)/1000*$W123)","v":0},{"$f":"IF(R123=\"\",0,R123*HLOOKUP($D123,'2_メイン'!$AC$17:$BB$19,3,FALSE)/1000*$W123)","v":0},{"$f":"IF(S123=\"\",0,S123*HLOOKUP($D123,'2_メイン'!$AC$17:$BB$19,3,FALSE)/1000*$W123)","v":0},{"$f":"IF(T123=\"\",0,T123*HLOOKUP($D123,'2_メイン'!$AC$17:$BB$19,3,FALSE)/1000*$W123)","v":0},null,null,{"$f":"IF(I123=\"\",0,I123*HLOOKUP($D123,'2_メイン'!$AC$17:$BB$20,4,FALSE)*$W123)","v":0},{"$f":"IF(J123=\"\",0,J123*HLOOKUP($D123,'2_メイン'!$AC$17:$BB$20,4,FALSE)*$W123)","v":0},{"$f":"IF(K123=\"\",0,K123*HLOOKUP($D123,'2_メイン'!$AC$17:$BB$20,4,FALSE)*$W123)","v":0},{"$f":"IF(L123=\"\",0,L123*HLOOKUP($D123,'2_メイン'!$AC$17:$BB$20,4,FALSE)*$W123)","v":0},{"$f":"IF(M123=\"\",0,M123*HLOOKUP($D123,'2_メイン'!$AC$17:$BB$20,4,FALSE)*$W123)","v":0},{"$f":"IF(N123=\"\",0,N123*HLOOKUP($D123,'2_メイン'!$AC$17:$BB$20,4,FALSE)*$W123)","v":0},{"$f":"IF(O123=\"\",0,O123*HLOOKUP($D123,'2_メイン'!$AC$17:$BB$20,4,FALSE)*$W123)","v":0},{"$f":"IF(P123=\"\",0,P123*HLOOKUP($D123,'2_メイン'!$AC$17:$BB$20,4,FALSE)*$W123)","v":0},{"$f":"IF(Q123=\"\",0,Q123*HLOOKUP($D123,'2_メイン'!$AC$17:$BB$20,4,FALSE)*$W123)","v":0},{"$f":"IF(R123=\"\",0,R123*HLOOKUP($D123,'2_メイン'!$AC$17:$BB$20,4,FALSE)*$W123)","v":0},{"$f":"IF(S123=\"\",0,S123*HLOOKUP($D123,'2_メイン'!$AC$17:$BB$20,4,FALSE)*$W123)","v":0},{"$f":"IF(T123=\"\",0,T123*HLOOKUP($D123,'2_メイン'!$AC$17:$BB$20,4,FALSE)*$W123)","v":0}]
[null,114,null,null,null,null,"",null,null,null,null,null,null,null,null,null,null,null,null,null,null,{"$f":"IF(U124=\"\",\"\",U124*HLOOKUP(D124,'2_メイン'!$AC$17:$BB$19,3,FALSE)/1000)","v":""},1,null,null,null,null,null,null,null,null,null,null,null,null,null,null,null,null,null,null,null,null,null,null,{"$f":"IF(I124=\"\",0,I124*HLOOKUP($D124,'2_メイン'!$AC$17:$BB$19,3,FALSE)/1000*$W124)","v":0},{"$f":"IF(J124=\"\",0,J124*HLOOKUP($D124,'2_メイン'!$AC$17:$BB$19,3,FALSE)/1000*$W124)","v":0},{"$f":"IF(K124=\"\",0,K124*HLOOKUP($D124,'2_メイン'!$AC$17:$BB$19,3,FALSE)/1000*$W124)","v":0},{"$f":"IF(L124=\"\",0,L124*HLOOKUP($D124,'2_メイン'!$AC$17:$BB$19,3,FALSE)/1000*$W124)","v":0},{"$f":"IF(M124=\"\",0,M124*HLOOKUP($D124,'2_メイン'!$AC$17:$BB$19,3,FALSE)/1000*$W124)","v":0},{"$f":"IF(N124=\"\",0,N124*HLOOKUP($D124,'2_メイン'!$AC$17:$BB$19,3,FALSE)/1000*$W124)","v":0},{"$f":"IF(O124=\"\",0,O124*HLOOKUP($D124,'2_メイン'!$AC$17:$BB$19,3,FALSE)/1000*$W124)","v":0},{"$f":"IF(P124=\"\",0,P124*HLOOKUP($D124,'2_メイン'!$AC$17:$BB$19,3,FALSE)/1000*$W124)","v":0},{"$f":"IF(Q124=\"\",0,Q124*HLOOKUP($D124,'2_メイン'!$AC$17:$BB$19,3,FALSE)/1000*$W124)","v":0},{"$f":"IF(R124=\"\",0,R124*HLOOKUP($D124,'2_メイン'!$AC$17:$BB$19,3,FALSE)/1000*$W124)","v":0},{"$f":"IF(S124=\"\",0,S124*HLOOKUP($D124,'2_メイン'!$AC$17:$BB$19,3,FALSE)/1000*$W124)","v":0},{"$f":"IF(T124=\"\",0,T124*HLOOKUP($D124,'2_メイン'!$AC$17:$BB$19,3,FALSE)/1000*$W124)","v":0},null,null,{"$f":"IF(I124=\"\",0,I124*HLOOKUP($D124,'2_メイン'!$AC$17:$BB$20,4,FALSE)*$W124)","v":0},{"$f":"IF(J124=\"\",0,J124*HLOOKUP($D124,'2_メイン'!$AC$17:$BB$20,4,FALSE)*$W124)","v":0},{"$f":"IF(K124=\"\",0,K124*HLOOKUP($D124,'2_メイン'!$AC$17:$BB$20,4,FALSE)*$W124)","v":0},{"$f":"IF(L124=\"\",0,L124*HLOOKUP($D124,'2_メイン'!$AC$17:$BB$20,4,FALSE)*$W124)","v":0},{"$f":"IF(M124=\"\",0,M124*HLOOKUP($D124,'2_メイン'!$AC$17:$BB$20,4,FALSE)*$W124)","v":0},{"$f":"IF(N124=\"\",0,N124*HLOOKUP($D124,'2_メイン'!$AC$17:$BB$20,4,FALSE)*$W124)","v":0},{"$f":"IF(O124=\"\",0,O124*HLOOKUP($D124,'2_メイン'!$AC$17:$BB$20,4,FALSE)*$W124)","v":0},{"$f":"IF(P124=\"\",0,P124*HLOOKUP($D124,'2_メイン'!$AC$17:$BB$20,4,FALSE)*$W124)","v":0},{"$f":"IF(Q124=\"\",0,Q124*HLOOKUP($D124,'2_メイン'!$AC$17:$BB$20,4,FALSE)*$W124)","v":0},{"$f":"IF(R124=\"\",0,R124*HLOOKUP($D124,'2_メイン'!$AC$17:$BB$20,4,FALSE)*$W124)","v":0},{"$f":"IF(S124=\"\",0,S124*HLOOKUP($D124,'2_メイン'!$AC$17:$BB$20,4,FALSE)*$W124)","v":0},{"$f":"IF(T124=\"\",0,T124*HLOOKUP($D124,'2_メイン'!$AC$17:$BB$20,4,FALSE)*$W124)","v":0}]
[null,115,null,null,null,null,"",null,null,null,null,null,null,null,null,null,null,null,null,null,null,{"$f":"IF(U125=\"\",\"\",U125*HLOOKUP(D125,'2_メイン'!$AC$17:$BB$19,3,FALSE)/1000)","v":""},1,null,null,null,null,null,null,null,null,null,null,null,null,null,null,null,null,null,null,null,null,null,null,{"$f":"IF(I125=\"\",0,I125*HLOOKUP($D125,'2_メイン'!$AC$17:$BB$19,3,FALSE)/1000*$W125)","v":0},{"$f":"IF(J125=\"\",0,J125*HLOOKUP($D125,'2_メイン'!$AC$17:$BB$19,3,FALSE)/1000*$W125)","v":0},{"$f":"IF(K125=\"\",0,K125*HLOOKUP($D125,'2_メイン'!$AC$17:$BB$19,3,FALSE)/1000*$W125)","v":0},{"$f":"IF(L125=\"\",0,L125*HLOOKUP($D125,'2_メイン'!$AC$17:$BB$19,3,FALSE)/1000*$W125)","v":0},{"$f":"IF(M125=\"\",0,M125*HLOOKUP($D125,'2_メイン'!$AC$17:$BB$19,3,FALSE)/1000*$W125)","v":0},{"$f":"IF(N125=\"\",0,N125*HLOOKUP($D125,'2_メイン'!$AC$17:$BB$19,3,FALSE)/1000*$W125)","v":0},{"$f":"IF(O125=\"\",0,O125*HLOOKUP($D125,'2_メイン'!$AC$17:$BB$19,3,FALSE)/1000*$W125)","v":0},{"$f":"IF(P125=\"\",0,P125*HLOOKUP($D125,'2_メイン'!$AC$17:$BB$19,3,FALSE)/1000*$W125)","v":0},{"$f":"IF(Q125=\"\",0,Q125*HLOOKUP($D125,'2_メイン'!$AC$17:$BB$19,3,FALSE)/1000*$W125)","v":0},{"$f":"IF(R125=\"\",0,R125*HLOOKUP($D125,'2_メイン'!$AC$17:$BB$19,3,FALSE)/1000*$W125)","v":0},{"$f":"IF(S125=\"\",0,S125*HLOOKUP($D125,'2_メイン'!$AC$17:$BB$19,3,FALSE)/1000*$W125)","v":0},{"$f":"IF(T125=\"\",0,T125*HLOOKUP($D125,'2_メイン'!$AC$17:$BB$19,3,FALSE)/1000*$W125)","v":0},null,null,{"$f":"IF(I125=\"\",0,I125*HLOOKUP($D125,'2_メイン'!$AC$17:$BB$20,4,FALSE)*$W125)","v":0},{"$f":"IF(J125=\"\",0,J125*HLOOKUP($D125,'2_メイン'!$AC$17:$BB$20,4,FALSE)*$W125)","v":0},{"$f":"IF(K125=\"\",0,K125*HLOOKUP($D125,'2_メイン'!$AC$17:$BB$20,4,FALSE)*$W125)","v":0},{"$f":"IF(L125=\"\",0,L125*HLOOKUP($D125,'2_メイン'!$AC$17:$BB$20,4,FALSE)*$W125)","v":0},{"$f":"IF(M125=\"\",0,M125*HLOOKUP($D125,'2_メイン'!$AC$17:$BB$20,4,FALSE)*$W125)","v":0},{"$f":"IF(N125=\"\",0,N125*HLOOKUP($D125,'2_メイン'!$AC$17:$BB$20,4,FALSE)*$W125)","v":0},{"$f":"IF(O125=\"\",0,O125*HLOOKUP($D125,'2_メイン'!$AC$17:$BB$20,4,FALSE)*$W125)","v":0},{"$f":"IF(P125=\"\",0,P125*HLOOKUP($D125,'2_メイン'!$AC$17:$BB$20,4,FALSE)*$W125)","v":0},{"$f":"IF(Q125=\"\",0,Q125*HLOOKUP($D125,'2_メイン'!$AC$17:$BB$20,4,FALSE)*$W125)","v":0},{"$f":"IF(R125=\"\",0,R125*HLOOKUP($D125,'2_メイン'!$AC$17:$BB$20,4,FALSE)*$W125)","v":0},{"$f":"IF(S125=\"\",0,S125*HLOOKUP($D125,'2_メイン'!$AC$17:$BB$20,4,FALSE)*$W125)","v":0},{"$f":"IF(T125=\"\",0,T125*HLOOKUP($D125,'2_メイン'!$AC$17:$BB$20,4,FALSE)*$W125)","v":0}]
[null,116,null,null,null,null,"",null,null,null,null,null,null,null,null,null,null,null,null,null,null,{"$f":"IF(U126=\"\",\"\",U126*HLOOKUP(D126,'2_メイン'!$AC$17:$BB$19,3,FALSE)/1000)","v":""},1,null,null,null,null,null,null,null,null,null,null,null,null,null,null,null,null,null,null,null,null,null,null,{"$f":"IF(I126=\"\",0,I126*HLOOKUP($D126,'2_メイン'!$AC$17:$BB$19,3,FALSE)/1000*$W126)","v":0},{"$f":"IF(J126=\"\",0,J126*HLOOKUP($D126,'2_メイン'!$AC$17:$BB$19,3,FALSE)/1000*$W126)","v":0},{"$f":"IF(K126=\"\",0,K126*HLOOKUP($D126,'2_メイン'!$AC$17:$BB$19,3,FALSE)/1000*$W126)","v":0},{"$f":"IF(L126=\"\",0,L126*HLOOKUP($D126,'2_メイン'!$AC$17:$BB$19,3,FALSE)/1000*$W126)","v":0},{"$f":"IF(M126=\"\",0,M126*HLOOKUP($D126,'2_メイン'!$AC$17:$BB$19,3,FALSE)/1000*$W126)","v":0},{"$f":"IF(N126=\"\",0,N126*HLOOKUP($D126,'2_メイン'!$AC$17:$BB$19,3,FALSE)/1000*$W126)","v":0},{"$f":"IF(O126=\"\",0,O126*HLOOKUP($D126,'2_メイン'!$AC$17:$BB$19,3,FALSE)/1000*$W126)","v":0},{"$f":"IF(P126=\"\",0,P126*HLOOKUP($D126,'2_メイン'!$AC$17:$BB$19,3,FALSE)/1000*$W126)","v":0},{"$f":"IF(Q126=\"\",0,Q126*HLOOKUP($D126,'2_メイン'!$AC$17:$BB$19,3,FALSE)/1000*$W126)","v":0},{"$f":"IF(R126=\"\",0,R126*HLOOKUP($D126,'2_メイン'!$AC$17:$BB$19,3,FALSE)/1000*$W126)","v":0},{"$f":"IF(S126=\"\",0,S126*HLOOKUP($D126,'2_メイン'!$AC$17:$BB$19,3,FALSE)/1000*$W126)","v":0},{"$f":"IF(T126=\"\",0,T126*HLOOKUP($D126,'2_メイン'!$AC$17:$BB$19,3,FALSE)/1000*$W126)","v":0},null,null,{"$f":"IF(I126=\"\",0,I126*HLOOKUP($D126,'2_メイン'!$AC$17:$BB$20,4,FALSE)*$W126)","v":0},{"$f":"IF(J126=\"\",0,J126*HLOOKUP($D126,'2_メイン'!$AC$17:$BB$20,4,FALSE)*$W126)","v":0},{"$f":"IF(K126=\"\",0,K126*HLOOKUP($D126,'2_メイン'!$AC$17:$BB$20,4,FALSE)*$W126)","v":0},{"$f":"IF(L126=\"\",0,L126*HLOOKUP($D126,'2_メイン'!$AC$17:$BB$20,4,FALSE)*$W126)","v":0},{"$f":"IF(M126=\"\",0,M126*HLOOKUP($D126,'2_メイン'!$AC$17:$BB$20,4,FALSE)*$W126)","v":0},{"$f":"IF(N126=\"\",0,N126*HLOOKUP($D126,'2_メイン'!$AC$17:$BB$20,4,FALSE)*$W126)","v":0},{"$f":"IF(O126=\"\",0,O126*HLOOKUP($D126,'2_メイン'!$AC$17:$BB$20,4,FALSE)*$W126)","v":0},{"$f":"IF(P126=\"\",0,P126*HLOOKUP($D126,'2_メイン'!$AC$17:$BB$20,4,FALSE)*$W126)","v":0},{"$f":"IF(Q126=\"\",0,Q126*HLOOKUP($D126,'2_メイン'!$AC$17:$BB$20,4,FALSE)*$W126)","v":0},{"$f":"IF(R126=\"\",0,R126*HLOOKUP($D126,'2_メイン'!$AC$17:$BB$20,4,FALSE)*$W126)","v":0},{"$f":"IF(S126=\"\",0,S126*HLOOKUP($D126,'2_メイン'!$AC$17:$BB$20,4,FALSE)*$W126)","v":0},{"$f":"IF(T126=\"\",0,T126*HLOOKUP($D126,'2_メイン'!$AC$17:$BB$20,4,FALSE)*$W126)","v":0}]
[null,117,null,null,null,null,"",null,null,null,null,null,null,null,null,null,null,null,null,null,null,{"$f":"IF(U127=\"\",\"\",U127*HLOOKUP(D127,'2_メイン'!$AC$17:$BB$19,3,FALSE)/1000)","v":""},1,null,null,null,null,null,null,null,null,null,null,null,null,null,null,null,null,null,null,null,null,null,null,{"$f":"IF(I127=\"\",0,I127*HLOOKUP($D127,'2_メイン'!$AC$17:$BB$19,3,FALSE)/1000*$W127)","v":0},{"$f":"IF(J127=\"\",0,J127*HLOOKUP($D127,'2_メイン'!$AC$17:$BB$19,3,FALSE)/1000*$W127)","v":0},{"$f":"IF(K127=\"\",0,K127*HLOOKUP($D127,'2_メイン'!$AC$17:$BB$19,3,FALSE)/1000*$W127)","v":0},{"$f":"IF(L127=\"\",0,L127*HLOOKUP($D127,'2_メイン'!$AC$17:$BB$19,3,FALSE)/1000*$W127)","v":0},{"$f":"IF(M127=\"\",0,M127*HLOOKUP($D127,'2_メイン'!$AC$17:$BB$19,3,FALSE)/1000*$W127)","v":0},{"$f":"IF(N127=\"\",0,N127*HLOOKUP($D127,'2_メイン'!$AC$17:$BB$19,3,FALSE)/1000*$W127)","v":0},{"$f":"IF(O127=\"\",0,O127*HLOOKUP($D127,'2_メイン'!$AC$17:$BB$19,3,FALSE)/1000*$W127)","v":0},{"$f":"IF(P127=\"\",0,P127*HLOOKUP($D127,'2_メイン'!$AC$17:$BB$19,3,FALSE)/1000*$W127)","v":0},{"$f":"IF(Q127=\"\",0,Q127*HLOOKUP($D127,'2_メイン'!$AC$17:$BB$19,3,FALSE)/1000*$W127)","v":0},{"$f":"IF(R127=\"\",0,R127*HLOOKUP($D127,'2_メイン'!$AC$17:$BB$19,3,FALSE)/1000*$W127)","v":0},{"$f":"IF(S127=\"\",0,S127*HLOOKUP($D127,'2_メイン'!$AC$17:$BB$19,3,FALSE)/1000*$W127)","v":0},{"$f":"IF(T127=\"\",0,T127*HLOOKUP($D127,'2_メイン'!$AC$17:$BB$19,3,FALSE)/1000*$W127)","v":0},null,null,{"$f":"IF(I127=\"\",0,I127*HLOOKUP($D127,'2_メイン'!$AC$17:$BB$20,4,FALSE)*$W127)","v":0},{"$f":"IF(J127=\"\",0,J127*HLOOKUP($D127,'2_メイン'!$AC$17:$BB$20,4,FALSE)*$W127)","v":0},{"$f":"IF(K127=\"\",0,K127*HLOOKUP($D127,'2_メイン'!$AC$17:$BB$20,4,FALSE)*$W127)","v":0},{"$f":"IF(L127=\"\",0,L127*HLOOKUP($D127,'2_メイン'!$AC$17:$BB$20,4,FALSE)*$W127)","v":0},{"$f":"IF(M127=\"\",0,M127*HLOOKUP($D127,'2_メイン'!$AC$17:$BB$20,4,FALSE)*$W127)","v":0},{"$f":"IF(N127=\"\",0,N127*HLOOKUP($D127,'2_メイン'!$AC$17:$BB$20,4,FALSE)*$W127)","v":0},{"$f":"IF(O127=\"\",0,O127*HLOOKUP($D127,'2_メイン'!$AC$17:$BB$20,4,FALSE)*$W127)","v":0},{"$f":"IF(P127=\"\",0,P127*HLOOKUP($D127,'2_メイン'!$AC$17:$BB$20,4,FALSE)*$W127)","v":0},{"$f":"IF(Q127=\"\",0,Q127*HLOOKUP($D127,'2_メイン'!$AC$17:$BB$20,4,FALSE)*$W127)","v":0},{"$f":"IF(R127=\"\",0,R127*HLOOKUP($D127,'2_メイン'!$AC$17:$BB$20,4,FALSE)*$W127)","v":0},{"$f":"IF(S127=\"\",0,S127*HLOOKUP($D127,'2_メイン'!$AC$17:$BB$20,4,FALSE)*$W127)","v":0},{"$f":"IF(T127=\"\",0,T127*HLOOKUP($D127,'2_メイン'!$AC$17:$BB$20,4,FALSE)*$W127)","v":0}]
[null,118,null,null,null,null,"",null,null,null,null,null,null,null,null,null,null,null,null,null,null,{"$f":"IF(U128=\"\",\"\",U128*HLOOKUP(D128,'2_メイン'!$AC$17:$BB$19,3,FALSE)/1000)","v":""},1,null,null,null,null,null,null,null,null,null,null,null,null,null,null,null,null,null,null,null,null,null,null,{"$f":"IF(I128=\"\",0,I128*HLOOKUP($D128,'2_メイン'!$AC$17:$BB$19,3,FALSE)/1000*$W128)","v":0},{"$f":"IF(J128=\"\",0,J128*HLOOKUP($D128,'2_メイン'!$AC$17:$BB$19,3,FALSE)/1000*$W128)","v":0},{"$f":"IF(K128=\"\",0,K128*HLOOKUP($D128,'2_メイン'!$AC$17:$BB$19,3,FALSE)/1000*$W128)","v":0},{"$f":"IF(L128=\"\",0,L128*HLOOKUP($D128,'2_メイン'!$AC$17:$BB$19,3,FALSE)/1000*$W128)","v":0},{"$f":"IF(M128=\"\",0,M128*HLOOKUP($D128,'2_メイン'!$AC$17:$BB$19,3,FALSE)/1000*$W128)","v":0},{"$f":"IF(N128=\"\",0,N128*HLOOKUP($D128,'2_メイン'!$AC$17:$BB$19,3,FALSE)/1000*$W128)","v":0},{"$f":"IF(O128=\"\",0,O128*HLOOKUP($D128,'2_メイン'!$AC$17:$BB$19,3,FALSE)/1000*$W128)","v":0},{"$f":"IF(P128=\"\",0,P128*HLOOKUP($D128,'2_メイン'!$AC$17:$BB$19,3,FALSE)/1000*$W128)","v":0},{"$f":"IF(Q128=\"\",0,Q128*HLOOKUP($D128,'2_メイン'!$AC$17:$BB$19,3,FALSE)/1000*$W128)","v":0},{"$f":"IF(R128=\"\",0,R128*HLOOKUP($D128,'2_メイン'!$AC$17:$BB$19,3,FALSE)/1000*$W128)","v":0},{"$f":"IF(S128=\"\",0,S128*HLOOKUP($D128,'2_メイン'!$AC$17:$BB$19,3,FALSE)/1000*$W128)","v":0},{"$f":"IF(T128=\"\",0,T128*HLOOKUP($D128,'2_メイン'!$AC$17:$BB$19,3,FALSE)/1000*$W128)","v":0},null,null,{"$f":"IF(I128=\"\",0,I128*HLOOKUP($D128,'2_メイン'!$AC$17:$BB$20,4,FALSE)*$W128)","v":0},{"$f":"IF(J128=\"\",0,J128*HLOOKUP($D128,'2_メイン'!$AC$17:$BB$20,4,FALSE)*$W128)","v":0},{"$f":"IF(K128=\"\",0,K128*HLOOKUP($D128,'2_メイン'!$AC$17:$BB$20,4,FALSE)*$W128)","v":0},{"$f":"IF(L128=\"\",0,L128*HLOOKUP($D128,'2_メイン'!$AC$17:$BB$20,4,FALSE)*$W128)","v":0},{"$f":"IF(M128=\"\",0,M128*HLOOKUP($D128,'2_メイン'!$AC$17:$BB$20,4,FALSE)*$W128)","v":0},{"$f":"IF(N128=\"\",0,N128*HLOOKUP($D128,'2_メイン'!$AC$17:$BB$20,4,FALSE)*$W128)","v":0},{"$f":"IF(O128=\"\",0,O128*HLOOKUP($D128,'2_メイン'!$AC$17:$BB$20,4,FALSE)*$W128)","v":0},{"$f":"IF(P128=\"\",0,P128*HLOOKUP($D128,'2_メイン'!$AC$17:$BB$20,4,FALSE)*$W128)","v":0},{"$f":"IF(Q128=\"\",0,Q128*HLOOKUP($D128,'2_メイン'!$AC$17:$BB$20,4,FALSE)*$W128)","v":0},{"$f":"IF(R128=\"\",0,R128*HLOOKUP($D128,'2_メイン'!$AC$17:$BB$20,4,FALSE)*$W128)","v":0},{"$f":"IF(S128=\"\",0,S128*HLOOKUP($D128,'2_メイン'!$AC$17:$BB$20,4,FALSE)*$W128)","v":0},{"$f":"IF(T128=\"\",0,T128*HLOOKUP($D128,'2_メイン'!$AC$17:$BB$20,4,FALSE)*$W128)","v":0}]
[null,119,null,null,null,null,"",null,null,null,null,null,null,null,null,null,null,null,null,null,null,{"$f":"IF(U129=\"\",\"\",U129*HLOOKUP(D129,'2_メイン'!$AC$17:$BB$19,3,FALSE)/1000)","v":""},1,null,null,null,null,null,null,null,null,null,null,null,null,null,null,null,null,null,null,null,null,null,null,{"$f":"IF(I129=\"\",0,I129*HLOOKUP($D129,'2_メイン'!$AC$17:$BB$19,3,FALSE)/1000*$W129)","v":0},{"$f":"IF(J129=\"\",0,J129*HLOOKUP($D129,'2_メイン'!$AC$17:$BB$19,3,FALSE)/1000*$W129)","v":0},{"$f":"IF(K129=\"\",0,K129*HLOOKUP($D129,'2_メイン'!$AC$17:$BB$19,3,FALSE)/1000*$W129)","v":0},{"$f":"IF(L129=\"\",0,L129*HLOOKUP($D129,'2_メイン'!$AC$17:$BB$19,3,FALSE)/1000*$W129)","v":0},{"$f":"IF(M129=\"\",0,M129*HLOOKUP($D129,'2_メイン'!$AC$17:$BB$19,3,FALSE)/1000*$W129)","v":0},{"$f":"IF(N129=\"\",0,N129*HLOOKUP($D129,'2_メイン'!$AC$17:$BB$19,3,FALSE)/1000*$W129)","v":0},{"$f":"IF(O129=\"\",0,O129*HLOOKUP($D129,'2_メイン'!$AC$17:$BB$19,3,FALSE)/1000*$W129)","v":0},{"$f":"IF(P129=\"\",0,P129*HLOOKUP($D129,'2_メイン'!$AC$17:$BB$19,3,FALSE)/1000*$W129)","v":0},{"$f":"IF(Q129=\"\",0,Q129*HLOOKUP($D129,'2_メイン'!$AC$17:$BB$19,3,FALSE)/1000*$W129)","v":0},{"$f":"IF(R129=\"\",0,R129*HLOOKUP($D129,'2_メイン'!$AC$17:$BB$19,3,FALSE)/1000*$W129)","v":0},{"$f":"IF(S129=\"\",0,S129*HLOOKUP($D129,'2_メイン'!$AC$17:$BB$19,3,FALSE)/1000*$W129)","v":0},{"$f":"IF(T129=\"\",0,T129*HLOOKUP($D129,'2_メイン'!$AC$17:$BB$19,3,FALSE)/1000*$W129)","v":0},null,null,{"$f":"IF(I129=\"\",0,I129*HLOOKUP($D129,'2_メイン'!$AC$17:$BB$20,4,FALSE)*$W129)","v":0},{"$f":"IF(J129=\"\",0,J129*HLOOKUP($D129,'2_メイン'!$AC$17:$BB$20,4,FALSE)*$W129)","v":0},{"$f":"IF(K129=\"\",0,K129*HLOOKUP($D129,'2_メイン'!$AC$17:$BB$20,4,FALSE)*$W129)","v":0},{"$f":"IF(L129=\"\",0,L129*HLOOKUP($D129,'2_メイン'!$AC$17:$BB$20,4,FALSE)*$W129)","v":0},{"$f":"IF(M129=\"\",0,M129*HLOOKUP($D129,'2_メイン'!$AC$17:$BB$20,4,FALSE)*$W129)","v":0},{"$f":"IF(N129=\"\",0,N129*HLOOKUP($D129,'2_メイン'!$AC$17:$BB$20,4,FALSE)*$W129)","v":0},{"$f":"IF(O129=\"\",0,O129*HLOOKUP($D129,'2_メイン'!$AC$17:$BB$20,4,FALSE)*$W129)","v":0},{"$f":"IF(P129=\"\",0,P129*HLOOKUP($D129,'2_メイン'!$AC$17:$BB$20,4,FALSE)*$W129)","v":0},{"$f":"IF(Q129=\"\",0,Q129*HLOOKUP($D129,'2_メイン'!$AC$17:$BB$20,4,FALSE)*$W129)","v":0},{"$f":"IF(R129=\"\",0,R129*HLOOKUP($D129,'2_メイン'!$AC$17:$BB$20,4,FALSE)*$W129)","v":0},{"$f":"IF(S129=\"\",0,S129*HLOOKUP($D129,'2_メイン'!$AC$17:$BB$20,4,FALSE)*$W129)","v":0},{"$f":"IF(T129=\"\",0,T129*HLOOKUP($D129,'2_メイン'!$AC$17:$BB$20,4,FALSE)*$W129)","v":0}]
[null,120,null,null,null,null,"",null,null,null,null,null,null,null,null,null,null,null,null,null,null,{"$f":"IF(U130=\"\",\"\",U130*HLOOKUP(D130,'2_メイン'!$AC$17:$BB$19,3,FALSE)/1000)","v":""},1,null,null,null,null,null,null,null,null,null,null,null,null,null,null,null,null,null,null,null,null,null,null,{"$f":"IF(I130=\"\",0,I130*HLOOKUP($D130,'2_メイン'!$AC$17:$BB$19,3,FALSE)/1000*$W130)","v":0},{"$f":"IF(J130=\"\",0,J130*HLOOKUP($D130,'2_メイン'!$AC$17:$BB$19,3,FALSE)/1000*$W130)","v":0},{"$f":"IF(K130=\"\",0,K130*HLOOKUP($D130,'2_メイン'!$AC$17:$BB$19,3,FALSE)/1000*$W130)","v":0},{"$f":"IF(L130=\"\",0,L130*HLOOKUP($D130,'2_メイン'!$AC$17:$BB$19,3,FALSE)/1000*$W130)","v":0},{"$f":"IF(M130=\"\",0,M130*HLOOKUP($D130,'2_メイン'!$AC$17:$BB$19,3,FALSE)/1000*$W130)","v":0},{"$f":"IF(N130=\"\",0,N130*HLOOKUP($D130,'2_メイン'!$AC$17:$BB$19,3,FALSE)/1000*$W130)","v":0},{"$f":"IF(O130=\"\",0,O130*HLOOKUP($D130,'2_メイン'!$AC$17:$BB$19,3,FALSE)/1000*$W130)","v":0},{"$f":"IF(P130=\"\",0,P130*HLOOKUP($D130,'2_メイン'!$AC$17:$BB$19,3,FALSE)/1000*$W130)","v":0},{"$f":"IF(Q130=\"\",0,Q130*HLOOKUP($D130,'2_メイン'!$AC$17:$BB$19,3,FALSE)/1000*$W130)","v":0},{"$f":"IF(R130=\"\",0,R130*HLOOKUP($D130,'2_メイン'!$AC$17:$BB$19,3,FALSE)/1000*$W130)","v":0},{"$f":"IF(S130=\"\",0,S130*HLOOKUP($D130,'2_メイン'!$AC$17:$BB$19,3,FALSE)/1000*$W130)","v":0},{"$f":"IF(T130=\"\",0,T130*HLOOKUP($D130,'2_メイン'!$AC$17:$BB$19,3,FALSE)/1000*$W130)","v":0},null,null,{"$f":"IF(I130=\"\",0,I130*HLOOKUP($D130,'2_メイン'!$AC$17:$BB$20,4,FALSE)*$W130)","v":0},{"$f":"IF(J130=\"\",0,J130*HLOOKUP($D130,'2_メイン'!$AC$17:$BB$20,4,FALSE)*$W130)","v":0},{"$f":"IF(K130=\"\",0,K130*HLOOKUP($D130,'2_メイン'!$AC$17:$BB$20,4,FALSE)*$W130)","v":0},{"$f":"IF(L130=\"\",0,L130*HLOOKUP($D130,'2_メイン'!$AC$17:$BB$20,4,FALSE)*$W130)","v":0},{"$f":"IF(M130=\"\",0,M130*HLOOKUP($D130,'2_メイン'!$AC$17:$BB$20,4,FALSE)*$W130)","v":0},{"$f":"IF(N130=\"\",0,N130*HLOOKUP($D130,'2_メイン'!$AC$17:$BB$20,4,FALSE)*$W130)","v":0},{"$f":"IF(O130=\"\",0,O130*HLOOKUP($D130,'2_メイン'!$AC$17:$BB$20,4,FALSE)*$W130)","v":0},{"$f":"IF(P130=\"\",0,P130*HLOOKUP($D130,'2_メイン'!$AC$17:$BB$20,4,FALSE)*$W130)","v":0},{"$f":"IF(Q130=\"\",0,Q130*HLOOKUP($D130,'2_メイン'!$AC$17:$BB$20,4,FALSE)*$W130)","v":0},{"$f":"IF(R130=\"\",0,R130*HLOOKUP($D130,'2_メイン'!$AC$17:$BB$20,4,FALSE)*$W130)","v":0},{"$f":"IF(S130=\"\",0,S130*HLOOKUP($D130,'2_メイン'!$AC$17:$BB$20,4,FALSE)*$W130)","v":0},{"$f":"IF(T130=\"\",0,T130*HLOOKUP($D130,'2_メイン'!$AC$17:$BB$20,4,FALSE)*$W130)","v":0}]
[null,121,null,null,null,null,"",null,null,null,null,null,null,null,null,null,null,null,null,null,null,{"$f":"IF(U131=\"\",\"\",U131*HLOOKUP(D131,'2_メイン'!$AC$17:$BB$19,3,FALSE)/1000)","v":""},1,null,null,null,null,null,null,null,null,null,null,null,null,null,null,null,null,null,null,null,null,null,null,{"$f":"IF(I131=\"\",0,I131*HLOOKUP($D131,'2_メイン'!$AC$17:$BB$19,3,FALSE)/1000*$W131)","v":0},{"$f":"IF(J131=\"\",0,J131*HLOOKUP($D131,'2_メイン'!$AC$17:$BB$19,3,FALSE)/1000*$W131)","v":0},{"$f":"IF(K131=\"\",0,K131*HLOOKUP($D131,'2_メイン'!$AC$17:$BB$19,3,FALSE)/1000*$W131)","v":0},{"$f":"IF(L131=\"\",0,L131*HLOOKUP($D131,'2_メイン'!$AC$17:$BB$19,3,FALSE)/1000*$W131)","v":0},{"$f":"IF(M131=\"\",0,M131*HLOOKUP($D131,'2_メイン'!$AC$17:$BB$19,3,FALSE)/1000*$W131)","v":0},{"$f":"IF(N131=\"\",0,N131*HLOOKUP($D131,'2_メイン'!$AC$17:$BB$19,3,FALSE)/1000*$W131)","v":0},{"$f":"IF(O131=\"\",0,O131*HLOOKUP($D131,'2_メイン'!$AC$17:$BB$19,3,FALSE)/1000*$W131)","v":0},{"$f":"IF(P131=\"\",0,P131*HLOOKUP($D131,'2_メイン'!$AC$17:$BB$19,3,FALSE)/1000*$W131)","v":0},{"$f":"IF(Q131=\"\",0,Q131*HLOOKUP($D131,'2_メイン'!$AC$17:$BB$19,3,FALSE)/1000*$W131)","v":0},{"$f":"IF(R131=\"\",0,R131*HLOOKUP($D131,'2_メイン'!$AC$17:$BB$19,3,FALSE)/1000*$W131)","v":0},{"$f":"IF(S131=\"\",0,S131*HLOOKUP($D131,'2_メイン'!$AC$17:$BB$19,3,FALSE)/1000*$W131)","v":0},{"$f":"IF(T131=\"\",0,T131*HLOOKUP($D131,'2_メイン'!$AC$17:$BB$19,3,FALSE)/1000*$W131)","v":0},null,null,{"$f":"IF(I131=\"\",0,I131*HLOOKUP($D131,'2_メイン'!$AC$17:$BB$20,4,FALSE)*$W131)","v":0},{"$f":"IF(J131=\"\",0,J131*HLOOKUP($D131,'2_メイン'!$AC$17:$BB$20,4,FALSE)*$W131)","v":0},{"$f":"IF(K131=\"\",0,K131*HLOOKUP($D131,'2_メイン'!$AC$17:$BB$20,4,FALSE)*$W131)","v":0},{"$f":"IF(L131=\"\",0,L131*HLOOKUP($D131,'2_メイン'!$AC$17:$BB$20,4,FALSE)*$W131)","v":0},{"$f":"IF(M131=\"\",0,M131*HLOOKUP($D131,'2_メイン'!$AC$17:$BB$20,4,FALSE)*$W131)","v":0},{"$f":"IF(N131=\"\",0,N131*HLOOKUP($D131,'2_メイン'!$AC$17:$BB$20,4,FALSE)*$W131)","v":0},{"$f":"IF(O131=\"\",0,O131*HLOOKUP($D131,'2_メイン'!$AC$17:$BB$20,4,FALSE)*$W131)","v":0},{"$f":"IF(P131=\"\",0,P131*HLOOKUP($D131,'2_メイン'!$AC$17:$BB$20,4,FALSE)*$W131)","v":0},{"$f":"IF(Q131=\"\",0,Q131*HLOOKUP($D131,'2_メイン'!$AC$17:$BB$20,4,FALSE)*$W131)","v":0},{"$f":"IF(R131=\"\",0,R131*HLOOKUP($D131,'2_メイン'!$AC$17:$BB$20,4,FALSE)*$W131)","v":0},{"$f":"IF(S131=\"\",0,S131*HLOOKUP($D131,'2_メイン'!$AC$17:$BB$20,4,FALSE)*$W131)","v":0},{"$f":"IF(T131=\"\",0,T131*HLOOKUP($D131,'2_メイン'!$AC$17:$BB$20,4,FALSE)*$W131)","v":0}]
[null,122,null,null,null,null,"",null,null,null,null,null,null,null,null,null,null,null,null,null,null,{"$f":"IF(U132=\"\",\"\",U132*HLOOKUP(D132,'2_メイン'!$AC$17:$BB$19,3,FALSE)/1000)","v":""},1,null,null,null,null,null,null,null,null,null,null,null,null,null,null,null,null,null,null,null,null,null,null,{"$f":"IF(I132=\"\",0,I132*HLOOKUP($D132,'2_メイン'!$AC$17:$BB$19,3,FALSE)/1000*$W132)","v":0},{"$f":"IF(J132=\"\",0,J132*HLOOKUP($D132,'2_メイン'!$AC$17:$BB$19,3,FALSE)/1000*$W132)","v":0},{"$f":"IF(K132=\"\",0,K132*HLOOKUP($D132,'2_メイン'!$AC$17:$BB$19,3,FALSE)/1000*$W132)","v":0},{"$f":"IF(L132=\"\",0,L132*HLOOKUP($D132,'2_メイン'!$AC$17:$BB$19,3,FALSE)/1000*$W132)","v":0},{"$f":"IF(M132=\"\",0,M132*HLOOKUP($D132,'2_メイン'!$AC$17:$BB$19,3,FALSE)/1000*$W132)","v":0},{"$f":"IF(N132=\"\",0,N132*HLOOKUP($D132,'2_メイン'!$AC$17:$BB$19,3,FALSE)/1000*$W132)","v":0},{"$f":"IF(O132=\"\",0,O132*HLOOKUP($D132,'2_メイン'!$AC$17:$BB$19,3,FALSE)/1000*$W132)","v":0},{"$f":"IF(P132=\"\",0,P132*HLOOKUP($D132,'2_メイン'!$AC$17:$BB$19,3,FALSE)/1000*$W132)","v":0},{"$f":"IF(Q132=\"\",0,Q132*HLOOKUP($D132,'2_メイン'!$AC$17:$BB$19,3,FALSE)/1000*$W132)","v":0},{"$f":"IF(R132=\"\",0,R132*HLOOKUP($D132,'2_メイン'!$AC$17:$BB$19,3,FALSE)/1000*$W132)","v":0},{"$f":"IF(S132=\"\",0,S132*HLOOKUP($D132,'2_メイン'!$AC$17:$BB$19,3,FALSE)/1000*$W132)","v":0},{"$f":"IF(T132=\"\",0,T132*HLOOKUP($D132,'2_メイン'!$AC$17:$BB$19,3,FALSE)/1000*$W132)","v":0},null,null,{"$f":"IF(I132=\"\",0,I132*HLOOKUP($D132,'2_メイン'!$AC$17:$BB$20,4,FALSE)*$W132)","v":0},{"$f":"IF(J132=\"\",0,J132*HLOOKUP($D132,'2_メイン'!$AC$17:$BB$20,4,FALSE)*$W132)","v":0},{"$f":"IF(K132=\"\",0,K132*HLOOKUP($D132,'2_メイン'!$AC$17:$BB$20,4,FALSE)*$W132)","v":0},{"$f":"IF(L132=\"\",0,L132*HLOOKUP($D132,'2_メイン'!$AC$17:$BB$20,4,FALSE)*$W132)","v":0},{"$f":"IF(M132=\"\",0,M132*HLOOKUP($D132,'2_メイン'!$AC$17:$BB$20,4,FALSE)*$W132)","v":0},{"$f":"IF(N132=\"\",0,N132*HLOOKUP($D132,'2_メイン'!$AC$17:$BB$20,4,FALSE)*$W132)","v":0},{"$f":"IF(O132=\"\",0,O132*HLOOKUP($D132,'2_メイン'!$AC$17:$BB$20,4,FALSE)*$W132)","v":0},{"$f":"IF(P132=\"\",0,P132*HLOOKUP($D132,'2_メイン'!$AC$17:$BB$20,4,FALSE)*$W132)","v":0},{"$f":"IF(Q132=\"\",0,Q132*HLOOKUP($D132,'2_メイン'!$AC$17:$BB$20,4,FALSE)*$W132)","v":0},{"$f":"IF(R132=\"\",0,R132*HLOOKUP($D132,'2_メイン'!$AC$17:$BB$20,4,FALSE)*$W132)","v":0},{"$f":"IF(S132=\"\",0,S132*HLOOKUP($D132,'2_メイン'!$AC$17:$BB$20,4,FALSE)*$W132)","v":0},{"$f":"IF(T132=\"\",0,T132*HLOOKUP($D132,'2_メイン'!$AC$17:$BB$20,4,FALSE)*$W132)","v":0}]
[null,123,null,null,null,null,"",null,null,null,null,null,null,null,null,null,null,null,null,null,null,{"$f":"IF(U133=\"\",\"\",U133*HLOOKUP(D133,'2_メイン'!$AC$17:$BB$19,3,FALSE)/1000)","v":""},1,null,null,null,null,null,null,null,null,null,null,null,null,null,null,null,null,null,null,null,null,null,null,{"$f":"IF(I133=\"\",0,I133*HLOOKUP($D133,'2_メイン'!$AC$17:$BB$19,3,FALSE)/1000*$W133)","v":0},{"$f":"IF(J133=\"\",0,J133*HLOOKUP($D133,'2_メイン'!$AC$17:$BB$19,3,FALSE)/1000*$W133)","v":0},{"$f":"IF(K133=\"\",0,K133*HLOOKUP($D133,'2_メイン'!$AC$17:$BB$19,3,FALSE)/1000*$W133)","v":0},{"$f":"IF(L133=\"\",0,L133*HLOOKUP($D133,'2_メイン'!$AC$17:$BB$19,3,FALSE)/1000*$W133)","v":0},{"$f":"IF(M133=\"\",0,M133*HLOOKUP($D133,'2_メイン'!$AC$17:$BB$19,3,FALSE)/1000*$W133)","v":0},{"$f":"IF(N133=\"\",0,N133*HLOOKUP($D133,'2_メイン'!$AC$17:$BB$19,3,FALSE)/1000*$W133)","v":0},{"$f":"IF(O133=\"\",0,O133*HLOOKUP($D133,'2_メイン'!$AC$17:$BB$19,3,FALSE)/1000*$W133)","v":0},{"$f":"IF(P133=\"\",0,P133*HLOOKUP($D133,'2_メイン'!$AC$17:$BB$19,3,FALSE)/1000*$W133)","v":0},{"$f":"IF(Q133=\"\",0,Q133*HLOOKUP($D133,'2_メイン'!$AC$17:$BB$19,3,FALSE)/1000*$W133)","v":0},{"$f":"IF(R133=\"\",0,R133*HLOOKUP($D133,'2_メイン'!$AC$17:$BB$19,3,FALSE)/1000*$W133)","v":0},{"$f":"IF(S133=\"\",0,S133*HLOOKUP($D133,'2_メイン'!$AC$17:$BB$19,3,FALSE)/1000*$W133)","v":0},{"$f":"IF(T133=\"\",0,T133*HLOOKUP($D133,'2_メイン'!$AC$17:$BB$19,3,FALSE)/1000*$W133)","v":0},null,null,{"$f":"IF(I133=\"\",0,I133*HLOOKUP($D133,'2_メイン'!$AC$17:$BB$20,4,FALSE)*$W133)","v":0},{"$f":"IF(J133=\"\",0,J133*HLOOKUP($D133,'2_メイン'!$AC$17:$BB$20,4,FALSE)*$W133)","v":0},{"$f":"IF(K133=\"\",0,K133*HLOOKUP($D133,'2_メイン'!$AC$17:$BB$20,4,FALSE)*$W133)","v":0},{"$f":"IF(L133=\"\",0,L133*HLOOKUP($D133,'2_メイン'!$AC$17:$BB$20,4,FALSE)*$W133)","v":0},{"$f":"IF(M133=\"\",0,M133*HLOOKUP($D133,'2_メイン'!$AC$17:$BB$20,4,FALSE)*$W133)","v":0},{"$f":"IF(N133=\"\",0,N133*HLOOKUP($D133,'2_メイン'!$AC$17:$BB$20,4,FALSE)*$W133)","v":0},{"$f":"IF(O133=\"\",0,O133*HLOOKUP($D133,'2_メイン'!$AC$17:$BB$20,4,FALSE)*$W133)","v":0},{"$f":"IF(P133=\"\",0,P133*HLOOKUP($D133,'2_メイン'!$AC$17:$BB$20,4,FALSE)*$W133)","v":0},{"$f":"IF(Q133=\"\",0,Q133*HLOOKUP($D133,'2_メイン'!$AC$17:$BB$20,4,FALSE)*$W133)","v":0},{"$f":"IF(R133=\"\",0,R133*HLOOKUP($D133,'2_メイン'!$AC$17:$BB$20,4,FALSE)*$W133)","v":0},{"$f":"IF(S133=\"\",0,S133*HLOOKUP($D133,'2_メイン'!$AC$17:$BB$20,4,FALSE)*$W133)","v":0},{"$f":"IF(T133=\"\",0,T133*HLOOKUP($D133,'2_メイン'!$AC$17:$BB$20,4,FALSE)*$W133)","v":0}]
[null,124,null,null,null,null,"",null,null,null,null,null,null,null,null,null,null,null,null,null,null,{"$f":"IF(U134=\"\",\"\",U134*HLOOKUP(D134,'2_メイン'!$AC$17:$BB$19,3,FALSE)/1000)","v":""},1,null,null,null,null,null,null,null,null,null,null,null,null,null,null,null,null,null,null,null,null,null,null,{"$f":"IF(I134=\"\",0,I134*HLOOKUP($D134,'2_メイン'!$AC$17:$BB$19,3,FALSE)/1000*$W134)","v":0},{"$f":"IF(J134=\"\",0,J134*HLOOKUP($D134,'2_メイン'!$AC$17:$BB$19,3,FALSE)/1000*$W134)","v":0},{"$f":"IF(K134=\"\",0,K134*HLOOKUP($D134,'2_メイン'!$AC$17:$BB$19,3,FALSE)/1000*$W134)","v":0},{"$f":"IF(L134=\"\",0,L134*HLOOKUP($D134,'2_メイン'!$AC$17:$BB$19,3,FALSE)/1000*$W134)","v":0},{"$f":"IF(M134=\"\",0,M134*HLOOKUP($D134,'2_メイン'!$AC$17:$BB$19,3,FALSE)/1000*$W134)","v":0},{"$f":"IF(N134=\"\",0,N134*HLOOKUP($D134,'2_メイン'!$AC$17:$BB$19,3,FALSE)/1000*$W134)","v":0},{"$f":"IF(O134=\"\",0,O134*HLOOKUP($D134,'2_メイン'!$AC$17:$BB$19,3,FALSE)/1000*$W134)","v":0},{"$f":"IF(P134=\"\",0,P134*HLOOKUP($D134,'2_メイン'!$AC$17:$BB$19,3,FALSE)/1000*$W134)","v":0},{"$f":"IF(Q134=\"\",0,Q134*HLOOKUP($D134,'2_メイン'!$AC$17:$BB$19,3,FALSE)/1000*$W134)","v":0},{"$f":"IF(R134=\"\",0,R134*HLOOKUP($D134,'2_メイン'!$AC$17:$BB$19,3,FALSE)/1000*$W134)","v":0},{"$f":"IF(S134=\"\",0,S134*HLOOKUP($D134,'2_メイン'!$AC$17:$BB$19,3,FALSE)/1000*$W134)","v":0},{"$f":"IF(T134=\"\",0,T134*HLOOKUP($D134,'2_メイン'!$AC$17:$BB$19,3,FALSE)/1000*$W134)","v":0},null,null,{"$f":"IF(I134=\"\",0,I134*HLOOKUP($D134,'2_メイン'!$AC$17:$BB$20,4,FALSE)*$W134)","v":0},{"$f":"IF(J134=\"\",0,J134*HLOOKUP($D134,'2_メイン'!$AC$17:$BB$20,4,FALSE)*$W134)","v":0},{"$f":"IF(K134=\"\",0,K134*HLOOKUP($D134,'2_メイン'!$AC$17:$BB$20,4,FALSE)*$W134)","v":0},{"$f":"IF(L134=\"\",0,L134*HLOOKUP($D134,'2_メイン'!$AC$17:$BB$20,4,FALSE)*$W134)","v":0},{"$f":"IF(M134=\"\",0,M134*HLOOKUP($D134,'2_メイン'!$AC$17:$BB$20,4,FALSE)*$W134)","v":0},{"$f":"IF(N134=\"\",0,N134*HLOOKUP($D134,'2_メイン'!$AC$17:$BB$20,4,FALSE)*$W134)","v":0},{"$f":"IF(O134=\"\",0,O134*HLOOKUP($D134,'2_メイン'!$AC$17:$BB$20,4,FALSE)*$W134)","v":0},{"$f":"IF(P134=\"\",0,P134*HLOOKUP($D134,'2_メイン'!$AC$17:$BB$20,4,FALSE)*$W134)","v":0},{"$f":"IF(Q134=\"\",0,Q134*HLOOKUP($D134,'2_メイン'!$AC$17:$BB$20,4,FALSE)*$W134)","v":0},{"$f":"IF(R134=\"\",0,R134*HLOOKUP($D134,'2_メイン'!$AC$17:$BB$20,4,FALSE)*$W134)","v":0},{"$f":"IF(S134=\"\",0,S134*HLOOKUP($D134,'2_メイン'!$AC$17:$BB$20,4,FALSE)*$W134)","v":0},{"$f":"IF(T134=\"\",0,T134*HLOOKUP($D134,'2_メイン'!$AC$17:$BB$20,4,FALSE)*$W134)","v":0}]
[null,125,null,null,null,null,"",null,null,null,null,null,null,null,null,null,null,null,null,null,null,{"$f":"IF(U135=\"\",\"\",U135*HLOOKUP(D135,'2_メイン'!$AC$17:$BB$19,3,FALSE)/1000)","v":""},1,null,null,null,null,null,null,null,null,null,null,null,null,null,null,null,null,null,null,null,null,null,null,{"$f":"IF(I135=\"\",0,I135*HLOOKUP($D135,'2_メイン'!$AC$17:$BB$19,3,FALSE)/1000*$W135)","v":0},{"$f":"IF(J135=\"\",0,J135*HLOOKUP($D135,'2_メイン'!$AC$17:$BB$19,3,FALSE)/1000*$W135)","v":0},{"$f":"IF(K135=\"\",0,K135*HLOOKUP($D135,'2_メイン'!$AC$17:$BB$19,3,FALSE)/1000*$W135)","v":0},{"$f":"IF(L135=\"\",0,L135*HLOOKUP($D135,'2_メイン'!$AC$17:$BB$19,3,FALSE)/1000*$W135)","v":0},{"$f":"IF(M135=\"\",0,M135*HLOOKUP($D135,'2_メイン'!$AC$17:$BB$19,3,FALSE)/1000*$W135)","v":0},{"$f":"IF(N135=\"\",0,N135*HLOOKUP($D135,'2_メイン'!$AC$17:$BB$19,3,FALSE)/1000*$W135)","v":0},{"$f":"IF(O135=\"\",0,O135*HLOOKUP($D135,'2_メイン'!$AC$17:$BB$19,3,FALSE)/1000*$W135)","v":0},{"$f":"IF(P135=\"\",0,P135*HLOOKUP($D135,'2_メイン'!$AC$17:$BB$19,3,FALSE)/1000*$W135)","v":0},{"$f":"IF(Q135=\"\",0,Q135*HLOOKUP($D135,'2_メイン'!$AC$17:$BB$19,3,FALSE)/1000*$W135)","v":0},{"$f":"IF(R135=\"\",0,R135*HLOOKUP($D135,'2_メイン'!$AC$17:$BB$19,3,FALSE)/1000*$W135)","v":0},{"$f":"IF(S135=\"\",0,S135*HLOOKUP($D135,'2_メイン'!$AC$17:$BB$19,3,FALSE)/1000*$W135)","v":0},{"$f":"IF(T135=\"\",0,T135*HLOOKUP($D135,'2_メイン'!$AC$17:$BB$19,3,FALSE)/1000*$W135)","v":0},null,null,{"$f":"IF(I135=\"\",0,I135*HLOOKUP($D135,'2_メイン'!$AC$17:$BB$20,4,FALSE)*$W135)","v":0},{"$f":"IF(J135=\"\",0,J135*HLOOKUP($D135,'2_メイン'!$AC$17:$BB$20,4,FALSE)*$W135)","v":0},{"$f":"IF(K135=\"\",0,K135*HLOOKUP($D135,'2_メイン'!$AC$17:$BB$20,4,FALSE)*$W135)","v":0},{"$f":"IF(L135=\"\",0,L135*HLOOKUP($D135,'2_メイン'!$AC$17:$BB$20,4,FALSE)*$W135)","v":0},{"$f":"IF(M135=\"\",0,M135*HLOOKUP($D135,'2_メイン'!$AC$17:$BB$20,4,FALSE)*$W135)","v":0},{"$f":"IF(N135=\"\",0,N135*HLOOKUP($D135,'2_メイン'!$AC$17:$BB$20,4,FALSE)*$W135)","v":0},{"$f":"IF(O135=\"\",0,O135*HLOOKUP($D135,'2_メイン'!$AC$17:$BB$20,4,FALSE)*$W135)","v":0},{"$f":"IF(P135=\"\",0,P135*HLOOKUP($D135,'2_メイン'!$AC$17:$BB$20,4,FALSE)*$W135)","v":0},{"$f":"IF(Q135=\"\",0,Q135*HLOOKUP($D135,'2_メイン'!$AC$17:$BB$20,4,FALSE)*$W135)","v":0},{"$f":"IF(R135=\"\",0,R135*HLOOKUP($D135,'2_メイン'!$AC$17:$BB$20,4,FALSE)*$W135)","v":0},{"$f":"IF(S135=\"\",0,S135*HLOOKUP($D135,'2_メイン'!$AC$17:$BB$20,4,FALSE)*$W135)","v":0},{"$f":"IF(T135=\"\",0,T135*HLOOKUP($D135,'2_メイン'!$AC$17:$BB$20,4,FALSE)*$W135)","v":0}]
[null,126,null,null,null,null,"",null,null,null,null,null,null,null,null,null,null,null,null,null,null,{"$f":"IF(U136=\"\",\"\",U136*HLOOKUP(D136,'2_メイン'!$AC$17:$BB$19,3,FALSE)/1000)","v":""},1,null,null,null,null,null,null,null,null,null,null,null,null,null,null,null,null,null,null,null,null,null,null,{"$f":"IF(I136=\"\",0,I136*HLOOKUP($D136,'2_メイン'!$AC$17:$BB$19,3,FALSE)/1000*$W136)","v":0},{"$f":"IF(J136=\"\",0,J136*HLOOKUP($D136,'2_メイン'!$AC$17:$BB$19,3,FALSE)/1000*$W136)","v":0},{"$f":"IF(K136=\"\",0,K136*HLOOKUP($D136,'2_メイン'!$AC$17:$BB$19,3,FALSE)/1000*$W136)","v":0},{"$f":"IF(L136=\"\",0,L136*HLOOKUP($D136,'2_メイン'!$AC$17:$BB$19,3,FALSE)/1000*$W136)","v":0},{"$f":"IF(M136=\"\",0,M136*HLOOKUP($D136,'2_メイン'!$AC$17:$BB$19,3,FALSE)/1000*$W136)","v":0},{"$f":"IF(N136=\"\",0,N136*HLOOKUP($D136,'2_メイン'!$AC$17:$BB$19,3,FALSE)/1000*$W136)","v":0},{"$f":"IF(O136=\"\",0,O136*HLOOKUP($D136,'2_メイン'!$AC$17:$BB$19,3,FALSE)/1000*$W136)","v":0},{"$f":"IF(P136=\"\",0,P136*HLOOKUP($D136,'2_メイン'!$AC$17:$BB$19,3,FALSE)/1000*$W136)","v":0},{"$f":"IF(Q136=\"\",0,Q136*HLOOKUP($D136,'2_メイン'!$AC$17:$BB$19,3,FALSE)/1000*$W136)","v":0},{"$f":"IF(R136=\"\",0,R136*HLOOKUP($D136,'2_メイン'!$AC$17:$BB$19,3,FALSE)/1000*$W136)","v":0},{"$f":"IF(S136=\"\",0,S136*HLOOKUP($D136,'2_メイン'!$AC$17:$BB$19,3,FALSE)/1000*$W136)","v":0},{"$f":"IF(T136=\"\",0,T136*HLOOKUP($D136,'2_メイン'!$AC$17:$BB$19,3,FALSE)/1000*$W136)","v":0},null,null,{"$f":"IF(I136=\"\",0,I136*HLOOKUP($D136,'2_メイン'!$AC$17:$BB$20,4,FALSE)*$W136)","v":0},{"$f":"IF(J136=\"\",0,J136*HLOOKUP($D136,'2_メイン'!$AC$17:$BB$20,4,FALSE)*$W136)","v":0},{"$f":"IF(K136=\"\",0,K136*HLOOKUP($D136,'2_メイン'!$AC$17:$BB$20,4,FALSE)*$W136)","v":0},{"$f":"IF(L136=\"\",0,L136*HLOOKUP($D136,'2_メイン'!$AC$17:$BB$20,4,FALSE)*$W136)","v":0},{"$f":"IF(M136=\"\",0,M136*HLOOKUP($D136,'2_メイン'!$AC$17:$BB$20,4,FALSE)*$W136)","v":0},{"$f":"IF(N136=\"\",0,N136*HLOOKUP($D136,'2_メイン'!$AC$17:$BB$20,4,FALSE)*$W136)","v":0},{"$f":"IF(O136=\"\",0,O136*HLOOKUP($D136,'2_メイン'!$AC$17:$BB$20,4,FALSE)*$W136)","v":0},{"$f":"IF(P136=\"\",0,P136*HLOOKUP($D136,'2_メイン'!$AC$17:$BB$20,4,FALSE)*$W136)","v":0},{"$f":"IF(Q136=\"\",0,Q136*HLOOKUP($D136,'2_メイン'!$AC$17:$BB$20,4,FALSE)*$W136)","v":0},{"$f":"IF(R136=\"\",0,R136*HLOOKUP($D136,'2_メイン'!$AC$17:$BB$20,4,FALSE)*$W136)","v":0},{"$f":"IF(S136=\"\",0,S136*HLOOKUP($D136,'2_メイン'!$AC$17:$BB$20,4,FALSE)*$W136)","v":0},{"$f":"IF(T136=\"\",0,T136*HLOOKUP($D136,'2_メイン'!$AC$17:$BB$20,4,FALSE)*$W136)","v":0}]
[null,127,null,null,null,null,"",null,null,null,null,null,null,null,null,null,null,null,null,null,null,{"$f":"IF(U137=\"\",\"\",U137*HLOOKUP(D137,'2_メイン'!$AC$17:$BB$19,3,FALSE)/1000)","v":""},1,null,null,null,null,null,null,null,null,null,null,null,null,null,null,null,null,null,null,null,null,null,null,{"$f":"IF(I137=\"\",0,I137*HLOOKUP($D137,'2_メイン'!$AC$17:$BB$19,3,FALSE)/1000*$W137)","v":0},{"$f":"IF(J137=\"\",0,J137*HLOOKUP($D137,'2_メイン'!$AC$17:$BB$19,3,FALSE)/1000*$W137)","v":0},{"$f":"IF(K137=\"\",0,K137*HLOOKUP($D137,'2_メイン'!$AC$17:$BB$19,3,FALSE)/1000*$W137)","v":0},{"$f":"IF(L137=\"\",0,L137*HLOOKUP($D137,'2_メイン'!$AC$17:$BB$19,3,FALSE)/1000*$W137)","v":0},{"$f":"IF(M137=\"\",0,M137*HLOOKUP($D137,'2_メイン'!$AC$17:$BB$19,3,FALSE)/1000*$W137)","v":0},{"$f":"IF(N137=\"\",0,N137*HLOOKUP($D137,'2_メイン'!$AC$17:$BB$19,3,FALSE)/1000*$W137)","v":0},{"$f":"IF(O137=\"\",0,O137*HLOOKUP($D137,'2_メイン'!$AC$17:$BB$19,3,FALSE)/1000*$W137)","v":0},{"$f":"IF(P137=\"\",0,P137*HLOOKUP($D137,'2_メイン'!$AC$17:$BB$19,3,FALSE)/1000*$W137)","v":0},{"$f":"IF(Q137=\"\",0,Q137*HLOOKUP($D137,'2_メイン'!$AC$17:$BB$19,3,FALSE)/1000*$W137)","v":0},{"$f":"IF(R137=\"\",0,R137*HLOOKUP($D137,'2_メイン'!$AC$17:$BB$19,3,FALSE)/1000*$W137)","v":0},{"$f":"IF(S137=\"\",0,S137*HLOOKUP($D137,'2_メイン'!$AC$17:$BB$19,3,FALSE)/1000*$W137)","v":0},{"$f":"IF(T137=\"\",0,T137*HLOOKUP($D137,'2_メイン'!$AC$17:$BB$19,3,FALSE)/1000*$W137)","v":0},null,null,{"$f":"IF(I137=\"\",0,I137*HLOOKUP($D137,'2_メイン'!$AC$17:$BB$20,4,FALSE)*$W137)","v":0},{"$f":"IF(J137=\"\",0,J137*HLOOKUP($D137,'2_メイン'!$AC$17:$BB$20,4,FALSE)*$W137)","v":0},{"$f":"IF(K137=\"\",0,K137*HLOOKUP($D137,'2_メイン'!$AC$17:$BB$20,4,FALSE)*$W137)","v":0},{"$f":"IF(L137=\"\",0,L137*HLOOKUP($D137,'2_メイン'!$AC$17:$BB$20,4,FALSE)*$W137)","v":0},{"$f":"IF(M137=\"\",0,M137*HLOOKUP($D137,'2_メイン'!$AC$17:$BB$20,4,FALSE)*$W137)","v":0},{"$f":"IF(N137=\"\",0,N137*HLOOKUP($D137,'2_メイン'!$AC$17:$BB$20,4,FALSE)*$W137)","v":0},{"$f":"IF(O137=\"\",0,O137*HLOOKUP($D137,'2_メイン'!$AC$17:$BB$20,4,FALSE)*$W137)","v":0},{"$f":"IF(P137=\"\",0,P137*HLOOKUP($D137,'2_メイン'!$AC$17:$BB$20,4,FALSE)*$W137)","v":0},{"$f":"IF(Q137=\"\",0,Q137*HLOOKUP($D137,'2_メイン'!$AC$17:$BB$20,4,FALSE)*$W137)","v":0},{"$f":"IF(R137=\"\",0,R137*HLOOKUP($D137,'2_メイン'!$AC$17:$BB$20,4,FALSE)*$W137)","v":0},{"$f":"IF(S137=\"\",0,S137*HLOOKUP($D137,'2_メイン'!$AC$17:$BB$20,4,FALSE)*$W137)","v":0},{"$f":"IF(T137=\"\",0,T137*HLOOKUP($D137,'2_メイン'!$AC$17:$BB$20,4,FALSE)*$W137)","v":0}]
[null,128,null,null,null,null,"",null,null,null,null,null,null,null,null,null,null,null,null,null,null,{"$f":"IF(U138=\"\",\"\",U138*HLOOKUP(D138,'2_メイン'!$AC$17:$BB$19,3,FALSE)/1000)","v":""},1,null,null,null,null,null,null,null,null,null,null,null,null,null,null,null,null,null,null,null,null,null,null,{"$f":"IF(I138=\"\",0,I138*HLOOKUP($D138,'2_メイン'!$AC$17:$BB$19,3,FALSE)/1000*$W138)","v":0},{"$f":"IF(J138=\"\",0,J138*HLOOKUP($D138,'2_メイン'!$AC$17:$BB$19,3,FALSE)/1000*$W138)","v":0},{"$f":"IF(K138=\"\",0,K138*HLOOKUP($D138,'2_メイン'!$AC$17:$BB$19,3,FALSE)/1000*$W138)","v":0},{"$f":"IF(L138=\"\",0,L138*HLOOKUP($D138,'2_メイン'!$AC$17:$BB$19,3,FALSE)/1000*$W138)","v":0},{"$f":"IF(M138=\"\",0,M138*HLOOKUP($D138,'2_メイン'!$AC$17:$BB$19,3,FALSE)/1000*$W138)","v":0},{"$f":"IF(N138=\"\",0,N138*HLOOKUP($D138,'2_メイン'!$AC$17:$BB$19,3,FALSE)/1000*$W138)","v":0},{"$f":"IF(O138=\"\",0,O138*HLOOKUP($D138,'2_メイン'!$AC$17:$BB$19,3,FALSE)/1000*$W138)","v":0},{"$f":"IF(P138=\"\",0,P138*HLOOKUP($D138,'2_メイン'!$AC$17:$BB$19,3,FALSE)/1000*$W138)","v":0},{"$f":"IF(Q138=\"\",0,Q138*HLOOKUP($D138,'2_メイン'!$AC$17:$BB$19,3,FALSE)/1000*$W138)","v":0},{"$f":"IF(R138=\"\",0,R138*HLOOKUP($D138,'2_メイン'!$AC$17:$BB$19,3,FALSE)/1000*$W138)","v":0},{"$f":"IF(S138=\"\",0,S138*HLOOKUP($D138,'2_メイン'!$AC$17:$BB$19,3,FALSE)/1000*$W138)","v":0},{"$f":"IF(T138=\"\",0,T138*HLOOKUP($D138,'2_メイン'!$AC$17:$BB$19,3,FALSE)/1000*$W138)","v":0},null,null,{"$f":"IF(I138=\"\",0,I138*HLOOKUP($D138,'2_メイン'!$AC$17:$BB$20,4,FALSE)*$W138)","v":0},{"$f":"IF(J138=\"\",0,J138*HLOOKUP($D138,'2_メイン'!$AC$17:$BB$20,4,FALSE)*$W138)","v":0},{"$f":"IF(K138=\"\",0,K138*HLOOKUP($D138,'2_メイン'!$AC$17:$BB$20,4,FALSE)*$W138)","v":0},{"$f":"IF(L138=\"\",0,L138*HLOOKUP($D138,'2_メイン'!$AC$17:$BB$20,4,FALSE)*$W138)","v":0},{"$f":"IF(M138=\"\",0,M138*HLOOKUP($D138,'2_メイン'!$AC$17:$BB$20,4,FALSE)*$W138)","v":0},{"$f":"IF(N138=\"\",0,N138*HLOOKUP($D138,'2_メイン'!$AC$17:$BB$20,4,FALSE)*$W138)","v":0},{"$f":"IF(O138=\"\",0,O138*HLOOKUP($D138,'2_メイン'!$AC$17:$BB$20,4,FALSE)*$W138)","v":0},{"$f":"IF(P138=\"\",0,P138*HLOOKUP($D138,'2_メイン'!$AC$17:$BB$20,4,FALSE)*$W138)","v":0},{"$f":"IF(Q138=\"\",0,Q138*HLOOKUP($D138,'2_メイン'!$AC$17:$BB$20,4,FALSE)*$W138)","v":0},{"$f":"IF(R138=\"\",0,R138*HLOOKUP($D138,'2_メイン'!$AC$17:$BB$20,4,FALSE)*$W138)","v":0},{"$f":"IF(S138=\"\",0,S138*HLOOKUP($D138,'2_メイン'!$AC$17:$BB$20,4,FALSE)*$W138)","v":0},{"$f":"IF(T138=\"\",0,T138*HLOOKUP($D138,'2_メイン'!$AC$17:$BB$20,4,FALSE)*$W138)","v":0}]
[null,129,null,null,null,null,{"$f":"IF(D139=\"\",\"\",HLOOKUP(D139,$BQ$1:$CP$2,2,FALSE))","v":""},null,null,null,null,null,null,null,null,null,null,null,null,null,null,{"$f":"IF(U139=\"\",\"\",U139*HLOOKUP(D139,'2_メイン'!$AC$17:$BB$19,3,FALSE)/1000)","v":""},1,null,null,null,null,null,null,null,null,null,null,null,null,null,null,null,null,null,null,null,null,null,null,{"$f":"IF(I139=\"\",0,I139*HLOOKUP($D139,'2_メイン'!$AC$17:$BB$19,3,FALSE)/1000*$W139)","v":0},{"$f":"IF(J139=\"\",0,J139*HLOOKUP($D139,'2_メイン'!$AC$17:$BB$19,3,FALSE)/1000*$W139)","v":0},{"$f":"IF(K139=\"\",0,K139*HLOOKUP($D139,'2_メイン'!$AC$17:$BB$19,3,FALSE)/1000*$W139)","v":0},{"$f":"IF(L139=\"\",0,L139*HLOOKUP($D139,'2_メイン'!$AC$17:$BB$19,3,FALSE)/1000*$W139)","v":0},{"$f":"IF(M139=\"\",0,M139*HLOOKUP($D139,'2_メイン'!$AC$17:$BB$19,3,FALSE)/1000*$W139)","v":0},{"$f":"IF(N139=\"\",0,N139*HLOOKUP($D139,'2_メイン'!$AC$17:$BB$19,3,FALSE)/1000*$W139)","v":0},{"$f":"IF(O139=\"\",0,O139*HLOOKUP($D139,'2_メイン'!$AC$17:$BB$19,3,FALSE)/1000*$W139)","v":0},{"$f":"IF(P139=\"\",0,P139*HLOOKUP($D139,'2_メイン'!$AC$17:$BB$19,3,FALSE)/1000*$W139)","v":0},{"$f":"IF(Q139=\"\",0,Q139*HLOOKUP($D139,'2_メイン'!$AC$17:$BB$19,3,FALSE)/1000*$W139)","v":0},{"$f":"IF(R139=\"\",0,R139*HLOOKUP($D139,'2_メイン'!$AC$17:$BB$19,3,FALSE)/1000*$W139)","v":0},{"$f":"IF(S139=\"\",0,S139*HLOOKUP($D139,'2_メイン'!$AC$17:$BB$19,3,FALSE)/1000*$W139)","v":0},{"$f":"IF(T139=\"\",0,T139*HLOOKUP($D139,'2_メイン'!$AC$17:$BB$19,3,FALSE)/1000*$W139)","v":0},null,null,{"$f":"IF(I139=\"\",0,I139*HLOOKUP($D139,'2_メイン'!$AC$17:$BB$20,4,FALSE)*$W139)","v":0},{"$f":"IF(J139=\"\",0,J139*HLOOKUP($D139,'2_メイン'!$AC$17:$BB$20,4,FALSE)*$W139)","v":0},{"$f":"IF(K139=\"\",0,K139*HLOOKUP($D139,'2_メイン'!$AC$17:$BB$20,4,FALSE)*$W139)","v":0},{"$f":"IF(L139=\"\",0,L139*HLOOKUP($D139,'2_メイン'!$AC$17:$BB$20,4,FALSE)*$W139)","v":0},{"$f":"IF(M139=\"\",0,M139*HLOOKUP($D139,'2_メイン'!$AC$17:$BB$20,4,FALSE)*$W139)","v":0},{"$f":"IF(N139=\"\",0,N139*HLOOKUP($D139,'2_メイン'!$AC$17:$BB$20,4,FALSE)*$W139)","v":0},{"$f":"IF(O139=\"\",0,O139*HLOOKUP($D139,'2_メイン'!$AC$17:$BB$20,4,FALSE)*$W139)","v":0},{"$f":"IF(P139=\"\",0,P139*HLOOKUP($D139,'2_メイン'!$AC$17:$BB$20,4,FALSE)*$W139)","v":0},{"$f":"IF(Q139=\"\",0,Q139*HLOOKUP($D139,'2_メイン'!$AC$17:$BB$20,4,FALSE)*$W139)","v":0},{"$f":"IF(R139=\"\",0,R139*HLOOKUP($D139,'2_メイン'!$AC$17:$BB$20,4,FALSE)*$W139)","v":0},{"$f":"IF(S139=\"\",0,S139*HLOOKUP($D139,'2_メイン'!$AC$17:$BB$20,4,FALSE)*$W139)","v":0},{"$f":"IF(T139=\"\",0,T139*HLOOKUP($D139,'2_メイン'!$AC$17:$BB$20,4,FALSE)*$W139)","v":0}]
[null,130,null,null,null,null,"",null,null,null,null,null,null,null,null,null,null,null,null,null,null,{"$f":"IF(U140=\"\",\"\",U140*HLOOKUP(D140,'2_メイン'!$AC$17:$BB$19,3,FALSE)/1000)","v":""},{"$f":"IF(F140=\"\",1,-1)","v":1},null,null,null,null,null,null,null,null,null,null,null,null,null,null,null,null,null,null,null,null,null,null,{"$f":"IF(I140=\"\",0,I140*HLOOKUP($D140,'2_メイン'!$AC$17:$BB$19,3,FALSE)/1000*$W140)","v":0},{"$f":"IF(J140=\"\",0,J140*HLOOKUP($D140,'2_メイン'!$AC$17:$BB$19,3,FALSE)/1000*$W140)","v":0},{"$f":"IF(K140=\"\",0,K140*HLOOKUP($D140,'2_メイン'!$AC$17:$BB$19,3,FALSE)/1000*$W140)","v":0},{"$f":"IF(L140=\"\",0,L140*HLOOKUP($D140,'2_メイン'!$AC$17:$BB$19,3,FALSE)/1000*$W140)","v":0},{"$f":"IF(M140=\"\",0,M140*HLOOKUP($D140,'2_メイン'!$AC$17:$BB$19,3,FALSE)/1000*$W140)","v":0},{"$f":"IF(N140=\"\",0,N140*HLOOKUP($D140,'2_メイン'!$AC$17:$BB$19,3,FALSE)/1000*$W140)","v":0},{"$f":"IF(O140=\"\",0,O140*HLOOKUP($D140,'2_メイン'!$AC$17:$BB$19,3,FALSE)/1000*$W140)","v":0},{"$f":"IF(P140=\"\",0,P140*HLOOKUP($D140,'2_メイン'!$AC$17:$BB$19,3,FALSE)/1000*$W140)","v":0},{"$f":"IF(Q140=\"\",0,Q140*HLOOKUP($D140,'2_メイン'!$AC$17:$BB$19,3,FALSE)/1000*$W140)","v":0},{"$f":"IF(R140=\"\",0,R140*HLOOKUP($D140,'2_メイン'!$AC$17:$BB$19,3,FALSE)/1000*$W140)","v":0},{"$f":"IF(S140=\"\",0,S140*HLOOKUP($D140,'2_メイン'!$AC$17:$BB$19,3,FALSE)/1000*$W140)","v":0},{"$f":"IF(T140=\"\",0,T140*HLOOKUP($D140,'2_メイン'!$AC$17:$BB$19,3,FALSE)/1000*$W140)","v":0},null,null,{"$f":"IF(I140=\"\",0,I140*HLOOKUP($D140,'2_メイン'!$AC$17:$BB$20,4,FALSE)*$W140)","v":0},{"$f":"IF(J140=\"\",0,J140*HLOOKUP($D140,'2_メイン'!$AC$17:$BB$20,4,FALSE)*$W140)","v":0},{"$f":"IF(K140=\"\",0,K140*HLOOKUP($D140,'2_メイン'!$AC$17:$BB$20,4,FALSE)*$W140)","v":0},{"$f":"IF(L140=\"\",0,L140*HLOOKUP($D140,'2_メイン'!$AC$17:$BB$20,4,FALSE)*$W140)","v":0},{"$f":"IF(M140=\"\",0,M140*HLOOKUP($D140,'2_メイン'!$AC$17:$BB$20,4,FALSE)*$W140)","v":0},{"$f":"IF(N140=\"\",0,N140*HLOOKUP($D140,'2_メイン'!$AC$17:$BB$20,4,FALSE)*$W140)","v":0},{"$f":"IF(O140=\"\",0,O140*HLOOKUP($D140,'2_メイン'!$AC$17:$BB$20,4,FALSE)*$W140)","v":0},{"$f":"IF(P140=\"\",0,P140*HLOOKUP($D140,'2_メイン'!$AC$17:$BB$20,4,FALSE)*$W140)","v":0},{"$f":"IF(Q140=\"\",0,Q140*HLOOKUP($D140,'2_メイン'!$AC$17:$BB$20,4,FALSE)*$W140)","v":0},{"$f":"IF(R140=\"\",0,R140*HLOOKUP($D140,'2_メイン'!$AC$17:$BB$20,4,FALSE)*$W140)","v":0},{"$f":"IF(S140=\"\",0,S140*HLOOKUP($D140,'2_メイン'!$AC$17:$BB$20,4,FALSE)*$W140)","v":0},{"$f":"IF(T140=\"\",0,T140*HLOOKUP($D140,'2_メイン'!$AC$17:$BB$20,4,FALSE)*$W140)","v":0}]
[null,131,null,null,null,null,"",null,null,null,null,null,null,null,null,null,null,null,null,null,null,{"$f":"IF(U141=\"\",\"\",U141*HLOOKUP(D141,'2_メイン'!$AC$17:$BB$19,3,FALSE)/1000)","v":""},1,null,null,null,null,null,null,null,null,null,null,null,null,null,null,null,null,null,null,null,null,null,null,{"$f":"IF(I141=\"\",0,I141*HLOOKUP($D141,'2_メイン'!$AC$17:$BB$19,3,FALSE)/1000*$W141)","v":0},{"$f":"IF(J141=\"\",0,J141*HLOOKUP($D141,'2_メイン'!$AC$17:$BB$19,3,FALSE)/1000*$W141)","v":0},{"$f":"IF(K141=\"\",0,K141*HLOOKUP($D141,'2_メイン'!$AC$17:$BB$19,3,FALSE)/1000*$W141)","v":0},{"$f":"IF(L141=\"\",0,L141*HLOOKUP($D141,'2_メイン'!$AC$17:$BB$19,3,FALSE)/1000*$W141)","v":0},{"$f":"IF(M141=\"\",0,M141*HLOOKUP($D141,'2_メイン'!$AC$17:$BB$19,3,FALSE)/1000*$W141)","v":0},{"$f":"IF(N141=\"\",0,N141*HLOOKUP($D141,'2_メイン'!$AC$17:$BB$19,3,FALSE)/1000*$W141)","v":0},{"$f":"IF(O141=\"\",0,O141*HLOOKUP($D141,'2_メイン'!$AC$17:$BB$19,3,FALSE)/1000*$W141)","v":0},{"$f":"IF(P141=\"\",0,P141*HLOOKUP($D141,'2_メイン'!$AC$17:$BB$19,3,FALSE)/1000*$W141)","v":0},{"$f":"IF(Q141=\"\",0,Q141*HLOOKUP($D141,'2_メイン'!$AC$17:$BB$19,3,FALSE)/1000*$W141)","v":0},{"$f":"IF(R141=\"\",0,R141*HLOOKUP($D141,'2_メイン'!$AC$17:$BB$19,3,FALSE)/1000*$W141)","v":0},{"$f":"IF(S141=\"\",0,S141*HLOOKUP($D141,'2_メイン'!$AC$17:$BB$19,3,FALSE)/1000*$W141)","v":0},{"$f":"IF(T141=\"\",0,T141*HLOOKUP($D141,'2_メイン'!$AC$17:$BB$19,3,FALSE)/1000*$W141)","v":0},null,null,{"$f":"IF(I141=\"\",0,I141*HLOOKUP($D141,'2_メイン'!$AC$17:$BB$20,4,FALSE)*$W141)","v":0},{"$f":"IF(J141=\"\",0,J141*HLOOKUP($D141,'2_メイン'!$AC$17:$BB$20,4,FALSE)*$W141)","v":0},{"$f":"IF(K141=\"\",0,K141*HLOOKUP($D141,'2_メイン'!$AC$17:$BB$20,4,FALSE)*$W141)","v":0},{"$f":"IF(L141=\"\",0,L141*HLOOKUP($D141,'2_メイン'!$AC$17:$BB$20,4,FALSE)*$W141)","v":0},{"$f":"IF(M141=\"\",0,M141*HLOOKUP($D141,'2_メイン'!$AC$17:$BB$20,4,FALSE)*$W141)","v":0},{"$f":"IF(N141=\"\",0,N141*HLOOKUP($D141,'2_メイン'!$AC$17:$BB$20,4,FALSE)*$W141)","v":0},{"$f":"IF(O141=\"\",0,O141*HLOOKUP($D141,'2_メイン'!$AC$17:$BB$20,4,FALSE)*$W141)","v":0},{"$f":"IF(P141=\"\",0,P141*HLOOKUP($D141,'2_メイン'!$AC$17:$BB$20,4,FALSE)*$W141)","v":0},{"$f":"IF(Q141=\"\",0,Q141*HLOOKUP($D141,'2_メイン'!$AC$17:$BB$20,4,FALSE)*$W141)","v":0},{"$f":"IF(R141=\"\",0,R141*HLOOKUP($D141,'2_メイン'!$AC$17:$BB$20,4,FALSE)*$W141)","v":0},{"$f":"IF(S141=\"\",0,S141*HLOOKUP($D141,'2_メイン'!$AC$17:$BB$20,4,FALSE)*$W141)","v":0},{"$f":"IF(T141=\"\",0,T141*HLOOKUP($D141,'2_メイン'!$AC$17:$BB$20,4,FALSE)*$W141)","v":0}]
[null,132,null,null,null,null,"",null,null,null,null,null,null,null,null,null,null,null,null,null,null,{"$f":"IF(U142=\"\",\"\",U142*HLOOKUP(D142,'2_メイン'!$AC$17:$BB$19,3,FALSE)/1000)","v":""},1,null,null,null,null,null,null,null,null,null,null,null,null,null,null,null,null,null,null,null,null,null,null,{"$f":"IF(I142=\"\",0,I142*HLOOKUP($D142,'2_メイン'!$AC$17:$BB$19,3,FALSE)/1000*$W142)","v":0},{"$f":"IF(J142=\"\",0,J142*HLOOKUP($D142,'2_メイン'!$AC$17:$BB$19,3,FALSE)/1000*$W142)","v":0},{"$f":"IF(K142=\"\",0,K142*HLOOKUP($D142,'2_メイン'!$AC$17:$BB$19,3,FALSE)/1000*$W142)","v":0},{"$f":"IF(L142=\"\",0,L142*HLOOKUP($D142,'2_メイン'!$AC$17:$BB$19,3,FALSE)/1000*$W142)","v":0},{"$f":"IF(M142=\"\",0,M142*HLOOKUP($D142,'2_メイン'!$AC$17:$BB$19,3,FALSE)/1000*$W142)","v":0},{"$f":"IF(N142=\"\",0,N142*HLOOKUP($D142,'2_メイン'!$AC$17:$BB$19,3,FALSE)/1000*$W142)","v":0},{"$f":"IF(O142=\"\",0,O142*HLOOKUP($D142,'2_メイン'!$AC$17:$BB$19,3,FALSE)/1000*$W142)","v":0},{"$f":"IF(P142=\"\",0,P142*HLOOKUP($D142,'2_メイン'!$AC$17:$BB$19,3,FALSE)/1000*$W142)","v":0},{"$f":"IF(Q142=\"\",0,Q142*HLOOKUP($D142,'2_メイン'!$AC$17:$BB$19,3,FALSE)/1000*$W142)","v":0},{"$f":"IF(R142=\"\",0,R142*HLOOKUP($D142,'2_メイン'!$AC$17:$BB$19,3,FALSE)/1000*$W142)","v":0},{"$f":"IF(S142=\"\",0,S142*HLOOKUP($D142,'2_メイン'!$AC$17:$BB$19,3,FALSE)/1000*$W142)","v":0},{"$f":"IF(T142=\"\",0,T142*HLOOKUP($D142,'2_メイン'!$AC$17:$BB$19,3,FALSE)/1000*$W142)","v":0},null,null,{"$f":"IF(I142=\"\",0,I142*HLOOKUP($D142,'2_メイン'!$AC$17:$BB$20,4,FALSE)*$W142)","v":0},{"$f":"IF(J142=\"\",0,J142*HLOOKUP($D142,'2_メイン'!$AC$17:$BB$20,4,FALSE)*$W142)","v":0},{"$f":"IF(K142=\"\",0,K142*HLOOKUP($D142,'2_メイン'!$AC$17:$BB$20,4,FALSE)*$W142)","v":0},{"$f":"IF(L142=\"\",0,L142*HLOOKUP($D142,'2_メイン'!$AC$17:$BB$20,4,FALSE)*$W142)","v":0},{"$f":"IF(M142=\"\",0,M142*HLOOKUP($D142,'2_メイン'!$AC$17:$BB$20,4,FALSE)*$W142)","v":0},{"$f":"IF(N142=\"\",0,N142*HLOOKUP($D142,'2_メイン'!$AC$17:$BB$20,4,FALSE)*$W142)","v":0},{"$f":"IF(O142=\"\",0,O142*HLOOKUP($D142,'2_メイン'!$AC$17:$BB$20,4,FALSE)*$W142)","v":0},{"$f":"IF(P142=\"\",0,P142*HLOOKUP($D142,'2_メイン'!$AC$17:$BB$20,4,FALSE)*$W142)","v":0},{"$f":"IF(Q142=\"\",0,Q142*HLOOKUP($D142,'2_メイン'!$AC$17:$BB$20,4,FALSE)*$W142)","v":0},{"$f":"IF(R142=\"\",0,R142*HLOOKUP($D142,'2_メイン'!$AC$17:$BB$20,4,FALSE)*$W142)","v":0},{"$f":"IF(S142=\"\",0,S142*HLOOKUP($D142,'2_メイン'!$AC$17:$BB$20,4,FALSE)*$W142)","v":0},{"$f":"IF(T142=\"\",0,T142*HLOOKUP($D142,'2_メイン'!$AC$17:$BB$20,4,FALSE)*$W142)","v":0}]
[null,133,null,null,null,null,"",null,null,null,null,null,null,null,null,null,null,null,null,null,null,{"$f":"IF(U143=\"\",\"\",U143*HLOOKUP(D143,'2_メイン'!$AC$17:$BB$19,3,FALSE)/1000)","v":""},1,null,null,null,null,null,null,null,null,null,null,null,null,null,null,null,null,null,null,null,null,null,null,{"$f":"IF(I143=\"\",0,I143*HLOOKUP($D143,'2_メイン'!$AC$17:$BB$19,3,FALSE)/1000*$W143)","v":0},{"$f":"IF(J143=\"\",0,J143*HLOOKUP($D143,'2_メイン'!$AC$17:$BB$19,3,FALSE)/1000*$W143)","v":0},{"$f":"IF(K143=\"\",0,K143*HLOOKUP($D143,'2_メイン'!$AC$17:$BB$19,3,FALSE)/1000*$W143)","v":0},{"$f":"IF(L143=\"\",0,L143*HLOOKUP($D143,'2_メイン'!$AC$17:$BB$19,3,FALSE)/1000*$W143)","v":0},{"$f":"IF(M143=\"\",0,M143*HLOOKUP($D143,'2_メイン'!$AC$17:$BB$19,3,FALSE)/1000*$W143)","v":0},{"$f":"IF(N143=\"\",0,N143*HLOOKUP($D143,'2_メイン'!$AC$17:$BB$19,3,FALSE)/1000*$W143)","v":0},{"$f":"IF(O143=\"\",0,O143*HLOOKUP($D143,'2_メイン'!$AC$17:$BB$19,3,FALSE)/1000*$W143)","v":0},{"$f":"IF(P143=\"\",0,P143*HLOOKUP($D143,'2_メイン'!$AC$17:$BB$19,3,FALSE)/1000*$W143)","v":0},{"$f":"IF(Q143=\"\",0,Q143*HLOOKUP($D143,'2_メイン'!$AC$17:$BB$19,3,FALSE)/1000*$W143)","v":0},{"$f":"IF(R143=\"\",0,R143*HLOOKUP($D143,'2_メイン'!$AC$17:$BB$19,3,FALSE)/1000*$W143)","v":0},{"$f":"IF(S143=\"\",0,S143*HLOOKUP($D143,'2_メイン'!$AC$17:$BB$19,3,FALSE)/1000*$W143)","v":0},{"$f":"IF(T143=\"\",0,T143*HLOOKUP($D143,'2_メイン'!$AC$17:$BB$19,3,FALSE)/1000*$W143)","v":0},null,null,{"$f":"IF(I143=\"\",0,I143*HLOOKUP($D143,'2_メイン'!$AC$17:$BB$20,4,FALSE)*$W143)","v":0},{"$f":"IF(J143=\"\",0,J143*HLOOKUP($D143,'2_メイン'!$AC$17:$BB$20,4,FALSE)*$W143)","v":0},{"$f":"IF(K143=\"\",0,K143*HLOOKUP($D143,'2_メイン'!$AC$17:$BB$20,4,FALSE)*$W143)","v":0},{"$f":"IF(L143=\"\",0,L143*HLOOKUP($D143,'2_メイン'!$AC$17:$BB$20,4,FALSE)*$W143)","v":0},{"$f":"IF(M143=\"\",0,M143*HLOOKUP($D143,'2_メイン'!$AC$17:$BB$20,4,FALSE)*$W143)","v":0},{"$f":"IF(N143=\"\",0,N143*HLOOKUP($D143,'2_メイン'!$AC$17:$BB$20,4,FALSE)*$W143)","v":0},{"$f":"IF(O143=\"\",0,O143*HLOOKUP($D143,'2_メイン'!$AC$17:$BB$20,4,FALSE)*$W143)","v":0},{"$f":"IF(P143=\"\",0,P143*HLOOKUP($D143,'2_メイン'!$AC$17:$BB$20,4,FALSE)*$W143)","v":0},{"$f":"IF(Q143=\"\",0,Q143*HLOOKUP($D143,'2_メイン'!$AC$17:$BB$20,4,FALSE)*$W143)","v":0},{"$f":"IF(R143=\"\",0,R143*HLOOKUP($D143,'2_メイン'!$AC$17:$BB$20,4,FALSE)*$W143)","v":0},{"$f":"IF(S143=\"\",0,S143*HLOOKUP($D143,'2_メイン'!$AC$17:$BB$20,4,FALSE)*$W143)","v":0},{"$f":"IF(T143=\"\",0,T143*HLOOKUP($D143,'2_メイン'!$AC$17:$BB$20,4,FALSE)*$W143)","v":0}]
[null,134,null,null,null,null,"",null,null,null,null,null,null,null,null,null,null,null,null,null,null,{"$f":"IF(U144=\"\",\"\",U144*HLOOKUP(D144,'2_メイン'!$AC$17:$BB$19,3,FALSE)/1000)","v":""},1,null,null,null,null,null,null,null,null,null,null,null,null,null,null,null,null,null,null,null,null,null,null,{"$f":"IF(I144=\"\",0,I144*HLOOKUP($D144,'2_メイン'!$AC$17:$BB$19,3,FALSE)/1000*$W144)","v":0},{"$f":"IF(J144=\"\",0,J144*HLOOKUP($D144,'2_メイン'!$AC$17:$BB$19,3,FALSE)/1000*$W144)","v":0},{"$f":"IF(K144=\"\",0,K144*HLOOKUP($D144,'2_メイン'!$AC$17:$BB$19,3,FALSE)/1000*$W144)","v":0},{"$f":"IF(L144=\"\",0,L144*HLOOKUP($D144,'2_メイン'!$AC$17:$BB$19,3,FALSE)/1000*$W144)","v":0},{"$f":"IF(M144=\"\",0,M144*HLOOKUP($D144,'2_メイン'!$AC$17:$BB$19,3,FALSE)/1000*$W144)","v":0},{"$f":"IF(N144=\"\",0,N144*HLOOKUP($D144,'2_メイン'!$AC$17:$BB$19,3,FALSE)/1000*$W144)","v":0},{"$f":"IF(O144=\"\",0,O144*HLOOKUP($D144,'2_メイン'!$AC$17:$BB$19,3,FALSE)/1000*$W144)","v":0},{"$f":"IF(P144=\"\",0,P144*HLOOKUP($D144,'2_メイン'!$AC$17:$BB$19,3,FALSE)/1000*$W144)","v":0},{"$f":"IF(Q144=\"\",0,Q144*HLOOKUP($D144,'2_メイン'!$AC$17:$BB$19,3,FALSE)/1000*$W144)","v":0},{"$f":"IF(R144=\"\",0,R144*HLOOKUP($D144,'2_メイン'!$AC$17:$BB$19,3,FALSE)/1000*$W144)","v":0},{"$f":"IF(S144=\"\",0,S144*HLOOKUP($D144,'2_メイン'!$AC$17:$BB$19,3,FALSE)/1000*$W144)","v":0},{"$f":"IF(T144=\"\",0,T144*HLOOKUP($D144,'2_メイン'!$AC$17:$BB$19,3,FALSE)/1000*$W144)","v":0},null,null,{"$f":"IF(I144=\"\",0,I144*HLOOKUP($D144,'2_メイン'!$AC$17:$BB$20,4,FALSE)*$W144)","v":0},{"$f":"IF(J144=\"\",0,J144*HLOOKUP($D144,'2_メイン'!$AC$17:$BB$20,4,FALSE)*$W144)","v":0},{"$f":"IF(K144=\"\",0,K144*HLOOKUP($D144,'2_メイン'!$AC$17:$BB$20,4,FALSE)*$W144)","v":0},{"$f":"IF(L144=\"\",0,L144*HLOOKUP($D144,'2_メイン'!$AC$17:$BB$20,4,FALSE)*$W144)","v":0},{"$f":"IF(M144=\"\",0,M144*HLOOKUP($D144,'2_メイン'!$AC$17:$BB$20,4,FALSE)*$W144)","v":0},{"$f":"IF(N144=\"\",0,N144*HLOOKUP($D144,'2_メイン'!$AC$17:$BB$20,4,FALSE)*$W144)","v":0},{"$f":"IF(O144=\"\",0,O144*HLOOKUP($D144,'2_メイン'!$AC$17:$BB$20,4,FALSE)*$W144)","v":0},{"$f":"IF(P144=\"\",0,P144*HLOOKUP($D144,'2_メイン'!$AC$17:$BB$20,4,FALSE)*$W144)","v":0},{"$f":"IF(Q144=\"\",0,Q144*HLOOKUP($D144,'2_メイン'!$AC$17:$BB$20,4,FALSE)*$W144)","v":0},{"$f":"IF(R144=\"\",0,R144*HLOOKUP($D144,'2_メイン'!$AC$17:$BB$20,4,FALSE)*$W144)","v":0},{"$f":"IF(S144=\"\",0,S144*HLOOKUP($D144,'2_メイン'!$AC$17:$BB$20,4,FALSE)*$W144)","v":0},{"$f":"IF(T144=\"\",0,T144*HLOOKUP($D144,'2_メイン'!$AC$17:$BB$20,4,FALSE)*$W144)","v":0}]
[null,135,null,null,null,null,"",null,null,null,null,null,null,null,null,null,null,null,null,null,null,{"$f":"IF(U145=\"\",\"\",U145*HLOOKUP(D145,'2_メイン'!$AC$17:$BB$19,3,FALSE)/1000)","v":""},1,null,null,null,null,null,null,null,null,null,null,null,null,null,null,null,null,null,null,null,null,null,null,{"$f":"IF(I145=\"\",0,I145*HLOOKUP($D145,'2_メイン'!$AC$17:$BB$19,3,FALSE)/1000*$W145)","v":0},{"$f":"IF(J145=\"\",0,J145*HLOOKUP($D145,'2_メイン'!$AC$17:$BB$19,3,FALSE)/1000*$W145)","v":0},{"$f":"IF(K145=\"\",0,K145*HLOOKUP($D145,'2_メイン'!$AC$17:$BB$19,3,FALSE)/1000*$W145)","v":0},{"$f":"IF(L145=\"\",0,L145*HLOOKUP($D145,'2_メイン'!$AC$17:$BB$19,3,FALSE)/1000*$W145)","v":0},{"$f":"IF(M145=\"\",0,M145*HLOOKUP($D145,'2_メイン'!$AC$17:$BB$19,3,FALSE)/1000*$W145)","v":0},{"$f":"IF(N145=\"\",0,N145*HLOOKUP($D145,'2_メイン'!$AC$17:$BB$19,3,FALSE)/1000*$W145)","v":0},{"$f":"IF(O145=\"\",0,O145*HLOOKUP($D145,'2_メイン'!$AC$17:$BB$19,3,FALSE)/1000*$W145)","v":0},{"$f":"IF(P145=\"\",0,P145*HLOOKUP($D145,'2_メイン'!$AC$17:$BB$19,3,FALSE)/1000*$W145)","v":0},{"$f":"IF(Q145=\"\",0,Q145*HLOOKUP($D145,'2_メイン'!$AC$17:$BB$19,3,FALSE)/1000*$W145)","v":0},{"$f":"IF(R145=\"\",0,R145*HLOOKUP($D145,'2_メイン'!$AC$17:$BB$19,3,FALSE)/1000*$W145)","v":0},{"$f":"IF(S145=\"\",0,S145*HLOOKUP($D145,'2_メイン'!$AC$17:$BB$19,3,FALSE)/1000*$W145)","v":0},{"$f":"IF(T145=\"\",0,T145*HLOOKUP($D145,'2_メイン'!$AC$17:$BB$19,3,FALSE)/1000*$W145)","v":0},null,null,{"$f":"IF(I145=\"\",0,I145*HLOOKUP($D145,'2_メイン'!$AC$17:$BB$20,4,FALSE)*$W145)","v":0},{"$f":"IF(J145=\"\",0,J145*HLOOKUP($D145,'2_メイン'!$AC$17:$BB$20,4,FALSE)*$W145)","v":0},{"$f":"IF(K145=\"\",0,K145*HLOOKUP($D145,'2_メイン'!$AC$17:$BB$20,4,FALSE)*$W145)","v":0},{"$f":"IF(L145=\"\",0,L145*HLOOKUP($D145,'2_メイン'!$AC$17:$BB$20,4,FALSE)*$W145)","v":0},{"$f":"IF(M145=\"\",0,M145*HLOOKUP($D145,'2_メイン'!$AC$17:$BB$20,4,FALSE)*$W145)","v":0},{"$f":"IF(N145=\"\",0,N145*HLOOKUP($D145,'2_メイン'!$AC$17:$BB$20,4,FALSE)*$W145)","v":0},{"$f":"IF(O145=\"\",0,O145*HLOOKUP($D145,'2_メイン'!$AC$17:$BB$20,4,FALSE)*$W145)","v":0},{"$f":"IF(P145=\"\",0,P145*HLOOKUP($D145,'2_メイン'!$AC$17:$BB$20,4,FALSE)*$W145)","v":0},{"$f":"IF(Q145=\"\",0,Q145*HLOOKUP($D145,'2_メイン'!$AC$17:$BB$20,4,FALSE)*$W145)","v":0},{"$f":"IF(R145=\"\",0,R145*HLOOKUP($D145,'2_メイン'!$AC$17:$BB$20,4,FALSE)*$W145)","v":0},{"$f":"IF(S145=\"\",0,S145*HLOOKUP($D145,'2_メイン'!$AC$17:$BB$20,4,FALSE)*$W145)","v":0},{"$f":"IF(T145=\"\",0,T145*HLOOKUP($D145,'2_メイン'!$AC$17:$BB$20,4,FALSE)*$W145)","v":0}]
[null,136,null,null,null,null,"",null,null,null,null,null,null,null,null,null,null,null,null,null,null,{"$f":"IF(U146=\"\",\"\",U146*HLOOKUP(D146,'2_メイン'!$AC$17:$BB$19,3,FALSE)/1000)","v":""},1,null,null,null,null,null,null,null,null,null,null,null,null,null,null,null,null,null,null,null,null,null,null,{"$f":"IF(I146=\"\",0,I146*HLOOKUP($D146,'2_メイン'!$AC$17:$BB$19,3,FALSE)/1000*$W146)","v":0},{"$f":"IF(J146=\"\",0,J146*HLOOKUP($D146,'2_メイン'!$AC$17:$BB$19,3,FALSE)/1000*$W146)","v":0},{"$f":"IF(K146=\"\",0,K146*HLOOKUP($D146,'2_メイン'!$AC$17:$BB$19,3,FALSE)/1000*$W146)","v":0},{"$f":"IF(L146=\"\",0,L146*HLOOKUP($D146,'2_メイン'!$AC$17:$BB$19,3,FALSE)/1000*$W146)","v":0},{"$f":"IF(M146=\"\",0,M146*HLOOKUP($D146,'2_メイン'!$AC$17:$BB$19,3,FALSE)/1000*$W146)","v":0},{"$f":"IF(N146=\"\",0,N146*HLOOKUP($D146,'2_メイン'!$AC$17:$BB$19,3,FALSE)/1000*$W146)","v":0},{"$f":"IF(O146=\"\",0,O146*HLOOKUP($D146,'2_メイン'!$AC$17:$BB$19,3,FALSE)/1000*$W146)","v":0},{"$f":"IF(P146=\"\",0,P146*HLOOKUP($D146,'2_メイン'!$AC$17:$BB$19,3,FALSE)/1000*$W146)","v":0},{"$f":"IF(Q146=\"\",0,Q146*HLOOKUP($D146,'2_メイン'!$AC$17:$BB$19,3,FALSE)/1000*$W146)","v":0},{"$f":"IF(R146=\"\",0,R146*HLOOKUP($D146,'2_メイン'!$AC$17:$BB$19,3,FALSE)/1000*$W146)","v":0},{"$f":"IF(S146=\"\",0,S146*HLOOKUP($D146,'2_メイン'!$AC$17:$BB$19,3,FALSE)/1000*$W146)","v":0},{"$f":"IF(T146=\"\",0,T146*HLOOKUP($D146,'2_メイン'!$AC$17:$BB$19,3,FALSE)/1000*$W146)","v":0},null,null,{"$f":"IF(I146=\"\",0,I146*HLOOKUP($D146,'2_メイン'!$AC$17:$BB$20,4,FALSE)*$W146)","v":0},{"$f":"IF(J146=\"\",0,J146*HLOOKUP($D146,'2_メイン'!$AC$17:$BB$20,4,FALSE)*$W146)","v":0},{"$f":"IF(K146=\"\",0,K146*HLOOKUP($D146,'2_メイン'!$AC$17:$BB$20,4,FALSE)*$W146)","v":0},{"$f":"IF(L146=\"\",0,L146*HLOOKUP($D146,'2_メイン'!$AC$17:$BB$20,4,FALSE)*$W146)","v":0},{"$f":"IF(M146=\"\",0,M146*HLOOKUP($D146,'2_メイン'!$AC$17:$BB$20,4,FALSE)*$W146)","v":0},{"$f":"IF(N146=\"\",0,N146*HLOOKUP($D146,'2_メイン'!$AC$17:$BB$20,4,FALSE)*$W146)","v":0},{"$f":"IF(O146=\"\",0,O146*HLOOKUP($D146,'2_メイン'!$AC$17:$BB$20,4,FALSE)*$W146)","v":0},{"$f":"IF(P146=\"\",0,P146*HLOOKUP($D146,'2_メイン'!$AC$17:$BB$20,4,FALSE)*$W146)","v":0},{"$f":"IF(Q146=\"\",0,Q146*HLOOKUP($D146,'2_メイン'!$AC$17:$BB$20,4,FALSE)*$W146)","v":0},{"$f":"IF(R146=\"\",0,R146*HLOOKUP($D146,'2_メイン'!$AC$17:$BB$20,4,FALSE)*$W146)","v":0},{"$f":"IF(S146=\"\",0,S146*HLOOKUP($D146,'2_メイン'!$AC$17:$BB$20,4,FALSE)*$W146)","v":0},{"$f":"IF(T146=\"\",0,T146*HLOOKUP($D146,'2_メイン'!$AC$17:$BB$20,4,FALSE)*$W146)","v":0}]
[null,137,null,null,null,null,"",null,null,null,null,null,null,null,null,null,null,null,null,null,null,{"$f":"IF(U147=\"\",\"\",U147*HLOOKUP(D147,'2_メイン'!$AC$17:$BB$19,3,FALSE)/1000)","v":""},1,null,null,null,null,null,null,null,null,null,null,null,null,null,null,null,null,null,null,null,null,null,null,{"$f":"IF(I147=\"\",0,I147*HLOOKUP($D147,'2_メイン'!$AC$17:$BB$19,3,FALSE)/1000*$W147)","v":0},{"$f":"IF(J147=\"\",0,J147*HLOOKUP($D147,'2_メイン'!$AC$17:$BB$19,3,FALSE)/1000*$W147)","v":0},{"$f":"IF(K147=\"\",0,K147*HLOOKUP($D147,'2_メイン'!$AC$17:$BB$19,3,FALSE)/1000*$W147)","v":0},{"$f":"IF(L147=\"\",0,L147*HLOOKUP($D147,'2_メイン'!$AC$17:$BB$19,3,FALSE)/1000*$W147)","v":0},{"$f":"IF(M147=\"\",0,M147*HLOOKUP($D147,'2_メイン'!$AC$17:$BB$19,3,FALSE)/1000*$W147)","v":0},{"$f":"IF(N147=\"\",0,N147*HLOOKUP($D147,'2_メイン'!$AC$17:$BB$19,3,FALSE)/1000*$W147)","v":0},{"$f":"IF(O147=\"\",0,O147*HLOOKUP($D147,'2_メイン'!$AC$17:$BB$19,3,FALSE)/1000*$W147)","v":0},{"$f":"IF(P147=\"\",0,P147*HLOOKUP($D147,'2_メイン'!$AC$17:$BB$19,3,FALSE)/1000*$W147)","v":0},{"$f":"IF(Q147=\"\",0,Q147*HLOOKUP($D147,'2_メイン'!$AC$17:$BB$19,3,FALSE)/1000*$W147)","v":0},{"$f":"IF(R147=\"\",0,R147*HLOOKUP($D147,'2_メイン'!$AC$17:$BB$19,3,FALSE)/1000*$W147)","v":0},{"$f":"IF(S147=\"\",0,S147*HLOOKUP($D147,'2_メイン'!$AC$17:$BB$19,3,FALSE)/1000*$W147)","v":0},{"$f":"IF(T147=\"\",0,T147*HLOOKUP($D147,'2_メイン'!$AC$17:$BB$19,3,FALSE)/1000*$W147)","v":0},null,null,{"$f":"IF(I147=\"\",0,I147*HLOOKUP($D147,'2_メイン'!$AC$17:$BB$20,4,FALSE)*$W147)","v":0},{"$f":"IF(J147=\"\",0,J147*HLOOKUP($D147,'2_メイン'!$AC$17:$BB$20,4,FALSE)*$W147)","v":0},{"$f":"IF(K147=\"\",0,K147*HLOOKUP($D147,'2_メイン'!$AC$17:$BB$20,4,FALSE)*$W147)","v":0},{"$f":"IF(L147=\"\",0,L147*HLOOKUP($D147,'2_メイン'!$AC$17:$BB$20,4,FALSE)*$W147)","v":0},{"$f":"IF(M147=\"\",0,M147*HLOOKUP($D147,'2_メイン'!$AC$17:$BB$20,4,FALSE)*$W147)","v":0},{"$f":"IF(N147=\"\",0,N147*HLOOKUP($D147,'2_メイン'!$AC$17:$BB$20,4,FALSE)*$W147)","v":0},{"$f":"IF(O147=\"\",0,O147*HLOOKUP($D147,'2_メイン'!$AC$17:$BB$20,4,FALSE)*$W147)","v":0},{"$f":"IF(P147=\"\",0,P147*HLOOKUP($D147,'2_メイン'!$AC$17:$BB$20,4,FALSE)*$W147)","v":0},{"$f":"IF(Q147=\"\",0,Q147*HLOOKUP($D147,'2_メイン'!$AC$17:$BB$20,4,FALSE)*$W147)","v":0},{"$f":"IF(R147=\"\",0,R147*HLOOKUP($D147,'2_メイン'!$AC$17:$BB$20,4,FALSE)*$W147)","v":0},{"$f":"IF(S147=\"\",0,S147*HLOOKUP($D147,'2_メイン'!$AC$17:$BB$20,4,FALSE)*$W147)","v":0},{"$f":"IF(T147=\"\",0,T147*HLOOKUP($D147,'2_メイン'!$AC$17:$BB$20,4,FALSE)*$W147)","v":0}]
[null,138,null,null,null,null,"",null,null,null,null,null,null,null,null,null,null,null,null,null,null,{"$f":"IF(U148=\"\",\"\",U148*HLOOKUP(D148,'2_メイン'!$AC$17:$BB$19,3,FALSE)/1000)","v":""},1,null,null,null,null,null,null,null,null,null,null,null,null,null,null,null,null,null,null,null,null,null,null,{"$f":"IF(I148=\"\",0,I148*HLOOKUP($D148,'2_メイン'!$AC$17:$BB$19,3,FALSE)/1000*$W148)","v":0},{"$f":"IF(J148=\"\",0,J148*HLOOKUP($D148,'2_メイン'!$AC$17:$BB$19,3,FALSE)/1000*$W148)","v":0},{"$f":"IF(K148=\"\",0,K148*HLOOKUP($D148,'2_メイン'!$AC$17:$BB$19,3,FALSE)/1000*$W148)","v":0},{"$f":"IF(L148=\"\",0,L148*HLOOKUP($D148,'2_メイン'!$AC$17:$BB$19,3,FALSE)/1000*$W148)","v":0},{"$f":"IF(M148=\"\",0,M148*HLOOKUP($D148,'2_メイン'!$AC$17:$BB$19,3,FALSE)/1000*$W148)","v":0},{"$f":"IF(N148=\"\",0,N148*HLOOKUP($D148,'2_メイン'!$AC$17:$BB$19,3,FALSE)/1000*$W148)","v":0},{"$f":"IF(O148=\"\",0,O148*HLOOKUP($D148,'2_メイン'!$AC$17:$BB$19,3,FALSE)/1000*$W148)","v":0},{"$f":"IF(P148=\"\",0,P148*HLOOKUP($D148,'2_メイン'!$AC$17:$BB$19,3,FALSE)/1000*$W148)","v":0},{"$f":"IF(Q148=\"\",0,Q148*HLOOKUP($D148,'2_メイン'!$AC$17:$BB$19,3,FALSE)/1000*$W148)","v":0},{"$f":"IF(R148=\"\",0,R148*HLOOKUP($D148,'2_メイン'!$AC$17:$BB$19,3,FALSE)/1000*$W148)","v":0},{"$f":"IF(S148=\"\",0,S148*HLOOKUP($D148,'2_メイン'!$AC$17:$BB$19,3,FALSE)/1000*$W148)","v":0},{"$f":"IF(T148=\"\",0,T148*HLOOKUP($D148,'2_メイン'!$AC$17:$BB$19,3,FALSE)/1000*$W148)","v":0},null,null,{"$f":"IF(I148=\"\",0,I148*HLOOKUP($D148,'2_メイン'!$AC$17:$BB$20,4,FALSE)*$W148)","v":0},{"$f":"IF(J148=\"\",0,J148*HLOOKUP($D148,'2_メイン'!$AC$17:$BB$20,4,FALSE)*$W148)","v":0},{"$f":"IF(K148=\"\",0,K148*HLOOKUP($D148,'2_メイン'!$AC$17:$BB$20,4,FALSE)*$W148)","v":0},{"$f":"IF(L148=\"\",0,L148*HLOOKUP($D148,'2_メイン'!$AC$17:$BB$20,4,FALSE)*$W148)","v":0},{"$f":"IF(M148=\"\",0,M148*HLOOKUP($D148,'2_メイン'!$AC$17:$BB$20,4,FALSE)*$W148)","v":0},{"$f":"IF(N148=\"\",0,N148*HLOOKUP($D148,'2_メイン'!$AC$17:$BB$20,4,FALSE)*$W148)","v":0},{"$f":"IF(O148=\"\",0,O148*HLOOKUP($D148,'2_メイン'!$AC$17:$BB$20,4,FALSE)*$W148)","v":0},{"$f":"IF(P148=\"\",0,P148*HLOOKUP($D148,'2_メイン'!$AC$17:$BB$20,4,FALSE)*$W148)","v":0},{"$f":"IF(Q148=\"\",0,Q148*HLOOKUP($D148,'2_メイン'!$AC$17:$BB$20,4,FALSE)*$W148)","v":0},{"$f":"IF(R148=\"\",0,R148*HLOOKUP($D148,'2_メイン'!$AC$17:$BB$20,4,FALSE)*$W148)","v":0},{"$f":"IF(S148=\"\",0,S148*HLOOKUP($D148,'2_メイン'!$AC$17:$BB$20,4,FALSE)*$W148)","v":0},{"$f":"IF(T148=\"\",0,T148*HLOOKUP($D148,'2_メイン'!$AC$17:$BB$20,4,FALSE)*$W148)","v":0}]
[null,139,null,null,null,null,"",null,null,null,null,null,null,null,null,null,null,null,null,null,null,{"$f":"IF(U149=\"\",\"\",U149*HLOOKUP(D149,'2_メイン'!$AC$17:$BB$19,3,FALSE)/1000)","v":""},1,null,null,null,null,null,null,null,null,null,null,null,null,null,null,null,null,null,null,null,null,null,null,{"$f":"IF(I149=\"\",0,I149*HLOOKUP($D149,'2_メイン'!$AC$17:$BB$19,3,FALSE)/1000*$W149)","v":0},{"$f":"IF(J149=\"\",0,J149*HLOOKUP($D149,'2_メイン'!$AC$17:$BB$19,3,FALSE)/1000*$W149)","v":0},{"$f":"IF(K149=\"\",0,K149*HLOOKUP($D149,'2_メイン'!$AC$17:$BB$19,3,FALSE)/1000*$W149)","v":0},{"$f":"IF(L149=\"\",0,L149*HLOOKUP($D149,'2_メイン'!$AC$17:$BB$19,3,FALSE)/1000*$W149)","v":0},{"$f":"IF(M149=\"\",0,M149*HLOOKUP($D149,'2_メイン'!$AC$17:$BB$19,3,FALSE)/1000*$W149)","v":0},{"$f":"IF(N149=\"\",0,N149*HLOOKUP($D149,'2_メイン'!$AC$17:$BB$19,3,FALSE)/1000*$W149)","v":0},{"$f":"IF(O149=\"\",0,O149*HLOOKUP($D149,'2_メイン'!$AC$17:$BB$19,3,FALSE)/1000*$W149)","v":0},{"$f":"IF(P149=\"\",0,P149*HLOOKUP($D149,'2_メイン'!$AC$17:$BB$19,3,FALSE)/1000*$W149)","v":0},{"$f":"IF(Q149=\"\",0,Q149*HLOOKUP($D149,'2_メイン'!$AC$17:$BB$19,3,FALSE)/1000*$W149)","v":0},{"$f":"IF(R149=\"\",0,R149*HLOOKUP($D149,'2_メイン'!$AC$17:$BB$19,3,FALSE)/1000*$W149)","v":0},{"$f":"IF(S149=\"\",0,S149*HLOOKUP($D149,'2_メイン'!$AC$17:$BB$19,3,FALSE)/1000*$W149)","v":0},{"$f":"IF(T149=\"\",0,T149*HLOOKUP($D149,'2_メイン'!$AC$17:$BB$19,3,FALSE)/1000*$W149)","v":0},null,null,{"$f":"IF(I149=\"\",0,I149*HLOOKUP($D149,'2_メイン'!$AC$17:$BB$20,4,FALSE)*$W149)","v":0},{"$f":"IF(J149=\"\",0,J149*HLOOKUP($D149,'2_メイン'!$AC$17:$BB$20,4,FALSE)*$W149)","v":0},{"$f":"IF(K149=\"\",0,K149*HLOOKUP($D149,'2_メイン'!$AC$17:$BB$20,4,FALSE)*$W149)","v":0},{"$f":"IF(L149=\"\",0,L149*HLOOKUP($D149,'2_メイン'!$AC$17:$BB$20,4,FALSE)*$W149)","v":0},{"$f":"IF(M149=\"\",0,M149*HLOOKUP($D149,'2_メイン'!$AC$17:$BB$20,4,FALSE)*$W149)","v":0},{"$f":"IF(N149=\"\",0,N149*HLOOKUP($D149,'2_メイン'!$AC$17:$BB$20,4,FALSE)*$W149)","v":0},{"$f":"IF(O149=\"\",0,O149*HLOOKUP($D149,'2_メイン'!$AC$17:$BB$20,4,FALSE)*$W149)","v":0},{"$f":"IF(P149=\"\",0,P149*HLOOKUP($D149,'2_メイン'!$AC$17:$BB$20,4,FALSE)*$W149)","v":0},{"$f":"IF(Q149=\"\",0,Q149*HLOOKUP($D149,'2_メイン'!$AC$17:$BB$20,4,FALSE)*$W149)","v":0},{"$f":"IF(R149=\"\",0,R149*HLOOKUP($D149,'2_メイン'!$AC$17:$BB$20,4,FALSE)*$W149)","v":0},{"$f":"IF(S149=\"\",0,S149*HLOOKUP($D149,'2_メイン'!$AC$17:$BB$20,4,FALSE)*$W149)","v":0},{"$f":"IF(T149=\"\",0,T149*HLOOKUP($D149,'2_メイン'!$AC$17:$BB$20,4,FALSE)*$W149)","v":0}]
[null,140,null,null,null,null,"",null,null,null,null,null,null,null,null,null,null,null,null,null,null,{"$f":"IF(U150=\"\",\"\",U150*HLOOKUP(D150,'2_メイン'!$AC$17:$BB$19,3,FALSE)/1000)","v":""},1,null,null,null,null,null,null,null,null,null,null,null,null,null,null,null,null,null,null,null,null,null,null,{"$f":"IF(I150=\"\",0,I150*HLOOKUP($D150,'2_メイン'!$AC$17:$BB$19,3,FALSE)/1000*$W150)","v":0},{"$f":"IF(J150=\"\",0,J150*HLOOKUP($D150,'2_メイン'!$AC$17:$BB$19,3,FALSE)/1000*$W150)","v":0},{"$f":"IF(K150=\"\",0,K150*HLOOKUP($D150,'2_メイン'!$AC$17:$BB$19,3,FALSE)/1000*$W150)","v":0},{"$f":"IF(L150=\"\",0,L150*HLOOKUP($D150,'2_メイン'!$AC$17:$BB$19,3,FALSE)/1000*$W150)","v":0},{"$f":"IF(M150=\"\",0,M150*HLOOKUP($D150,'2_メイン'!$AC$17:$BB$19,3,FALSE)/1000*$W150)","v":0},{"$f":"IF(N150=\"\",0,N150*HLOOKUP($D150,'2_メイン'!$AC$17:$BB$19,3,FALSE)/1000*$W150)","v":0},{"$f":"IF(O150=\"\",0,O150*HLOOKUP($D150,'2_メイン'!$AC$17:$BB$19,3,FALSE)/1000*$W150)","v":0},{"$f":"IF(P150=\"\",0,P150*HLOOKUP($D150,'2_メイン'!$AC$17:$BB$19,3,FALSE)/1000*$W150)","v":0},{"$f":"IF(Q150=\"\",0,Q150*HLOOKUP($D150,'2_メイン'!$AC$17:$BB$19,3,FALSE)/1000*$W150)","v":0},{"$f":"IF(R150=\"\",0,R150*HLOOKUP($D150,'2_メイン'!$AC$17:$BB$19,3,FALSE)/1000*$W150)","v":0},{"$f":"IF(S150=\"\",0,S150*HLOOKUP($D150,'2_メイン'!$AC$17:$BB$19,3,FALSE)/1000*$W150)","v":0},{"$f":"IF(T150=\"\",0,T150*HLOOKUP($D150,'2_メイン'!$AC$17:$BB$19,3,FALSE)/1000*$W150)","v":0},null,null,{"$f":"IF(I150=\"\",0,I150*HLOOKUP($D150,'2_メイン'!$AC$17:$BB$20,4,FALSE)*$W150)","v":0},{"$f":"IF(J150=\"\",0,J150*HLOOKUP($D150,'2_メイン'!$AC$17:$BB$20,4,FALSE)*$W150)","v":0},{"$f":"IF(K150=\"\",0,K150*HLOOKUP($D150,'2_メイン'!$AC$17:$BB$20,4,FALSE)*$W150)","v":0},{"$f":"IF(L150=\"\",0,L150*HLOOKUP($D150,'2_メイン'!$AC$17:$BB$20,4,FALSE)*$W150)","v":0},{"$f":"IF(M150=\"\",0,M150*HLOOKUP($D150,'2_メイン'!$AC$17:$BB$20,4,FALSE)*$W150)","v":0},{"$f":"IF(N150=\"\",0,N150*HLOOKUP($D150,'2_メイン'!$AC$17:$BB$20,4,FALSE)*$W150)","v":0},{"$f":"IF(O150=\"\",0,O150*HLOOKUP($D150,'2_メイン'!$AC$17:$BB$20,4,FALSE)*$W150)","v":0},{"$f":"IF(P150=\"\",0,P150*HLOOKUP($D150,'2_メイン'!$AC$17:$BB$20,4,FALSE)*$W150)","v":0},{"$f":"IF(Q150=\"\",0,Q150*HLOOKUP($D150,'2_メイン'!$AC$17:$BB$20,4,FALSE)*$W150)","v":0},{"$f":"IF(R150=\"\",0,R150*HLOOKUP($D150,'2_メイン'!$AC$17:$BB$20,4,FALSE)*$W150)","v":0},{"$f":"IF(S150=\"\",0,S150*HLOOKUP($D150,'2_メイン'!$AC$17:$BB$20,4,FALSE)*$W150)","v":0},{"$f":"IF(T150=\"\",0,T150*HLOOKUP($D150,'2_メイン'!$AC$17:$BB$20,4,FALSE)*$W150)","v":0}]
[null,141,null,null,null,null,"",null,null,null,null,null,null,null,null,null,null,null,null,null,null,{"$f":"IF(U151=\"\",\"\",U151*HLOOKUP(D151,'2_メイン'!$AC$17:$BB$19,3,FALSE)/1000)","v":""},1,null,null,null,null,null,null,null,null,null,null,null,null,null,null,null,null,null,null,null,null,null,null,{"$f":"IF(I151=\"\",0,I151*HLOOKUP($D151,'2_メイン'!$AC$17:$BB$19,3,FALSE)/1000*$W151)","v":0},{"$f":"IF(J151=\"\",0,J151*HLOOKUP($D151,'2_メイン'!$AC$17:$BB$19,3,FALSE)/1000*$W151)","v":0},{"$f":"IF(K151=\"\",0,K151*HLOOKUP($D151,'2_メイン'!$AC$17:$BB$19,3,FALSE)/1000*$W151)","v":0},{"$f":"IF(L151=\"\",0,L151*HLOOKUP($D151,'2_メイン'!$AC$17:$BB$19,3,FALSE)/1000*$W151)","v":0},{"$f":"IF(M151=\"\",0,M151*HLOOKUP($D151,'2_メイン'!$AC$17:$BB$19,3,FALSE)/1000*$W151)","v":0},{"$f":"IF(N151=\"\",0,N151*HLOOKUP($D151,'2_メイン'!$AC$17:$BB$19,3,FALSE)/1000*$W151)","v":0},{"$f":"IF(O151=\"\",0,O151*HLOOKUP($D151,'2_メイン'!$AC$17:$BB$19,3,FALSE)/1000*$W151)","v":0},{"$f":"IF(P151=\"\",0,P151*HLOOKUP($D151,'2_メイン'!$AC$17:$BB$19,3,FALSE)/1000*$W151)","v":0},{"$f":"IF(Q151=\"\",0,Q151*HLOOKUP($D151,'2_メイン'!$AC$17:$BB$19,3,FALSE)/1000*$W151)","v":0},{"$f":"IF(R151=\"\",0,R151*HLOOKUP($D151,'2_メイン'!$AC$17:$BB$19,3,FALSE)/1000*$W151)","v":0},{"$f":"IF(S151=\"\",0,S151*HLOOKUP($D151,'2_メイン'!$AC$17:$BB$19,3,FALSE)/1000*$W151)","v":0},{"$f":"IF(T151=\"\",0,T151*HLOOKUP($D151,'2_メイン'!$AC$17:$BB$19,3,FALSE)/1000*$W151)","v":0},null,null,{"$f":"IF(I151=\"\",0,I151*HLOOKUP($D151,'2_メイン'!$AC$17:$BB$20,4,FALSE)*$W151)","v":0},{"$f":"IF(J151=\"\",0,J151*HLOOKUP($D151,'2_メイン'!$AC$17:$BB$20,4,FALSE)*$W151)","v":0},{"$f":"IF(K151=\"\",0,K151*HLOOKUP($D151,'2_メイン'!$AC$17:$BB$20,4,FALSE)*$W151)","v":0},{"$f":"IF(L151=\"\",0,L151*HLOOKUP($D151,'2_メイン'!$AC$17:$BB$20,4,FALSE)*$W151)","v":0},{"$f":"IF(M151=\"\",0,M151*HLOOKUP($D151,'2_メイン'!$AC$17:$BB$20,4,FALSE)*$W151)","v":0},{"$f":"IF(N151=\"\",0,N151*HLOOKUP($D151,'2_メイン'!$AC$17:$BB$20,4,FALSE)*$W151)","v":0},{"$f":"IF(O151=\"\",0,O151*HLOOKUP($D151,'2_メイン'!$AC$17:$BB$20,4,FALSE)*$W151)","v":0},{"$f":"IF(P151=\"\",0,P151*HLOOKUP($D151,'2_メイン'!$AC$17:$BB$20,4,FALSE)*$W151)","v":0},{"$f":"IF(Q151=\"\",0,Q151*HLOOKUP($D151,'2_メイン'!$AC$17:$BB$20,4,FALSE)*$W151)","v":0},{"$f":"IF(R151=\"\",0,R151*HLOOKUP($D151,'2_メイン'!$AC$17:$BB$20,4,FALSE)*$W151)","v":0},{"$f":"IF(S151=\"\",0,S151*HLOOKUP($D151,'2_メイン'!$AC$17:$BB$20,4,FALSE)*$W151)","v":0},{"$f":"IF(T151=\"\",0,T151*HLOOKUP($D151,'2_メイン'!$AC$17:$BB$20,4,FALSE)*$W151)","v":0}]
[null,142,null,null,null,null,"",null,null,null,null,null,null,null,null,null,null,null,null,null,null,{"$f":"IF(U152=\"\",\"\",U152*HLOOKUP(D152,'2_メイン'!$AC$17:$BB$19,3,FALSE)/1000)","v":""},1,null,null,null,null,null,null,null,null,null,null,null,null,null,null,null,null,null,null,null,null,null,null,{"$f":"IF(I152=\"\",0,I152*HLOOKUP($D152,'2_メイン'!$AC$17:$BB$19,3,FALSE)/1000*$W152)","v":0},{"$f":"IF(J152=\"\",0,J152*HLOOKUP($D152,'2_メイン'!$AC$17:$BB$19,3,FALSE)/1000*$W152)","v":0},{"$f":"IF(K152=\"\",0,K152*HLOOKUP($D152,'2_メイン'!$AC$17:$BB$19,3,FALSE)/1000*$W152)","v":0},{"$f":"IF(L152=\"\",0,L152*HLOOKUP($D152,'2_メイン'!$AC$17:$BB$19,3,FALSE)/1000*$W152)","v":0},{"$f":"IF(M152=\"\",0,M152*HLOOKUP($D152,'2_メイン'!$AC$17:$BB$19,3,FALSE)/1000*$W152)","v":0},{"$f":"IF(N152=\"\",0,N152*HLOOKUP($D152,'2_メイン'!$AC$17:$BB$19,3,FALSE)/1000*$W152)","v":0},{"$f":"IF(O152=\"\",0,O152*HLOOKUP($D152,'2_メイン'!$AC$17:$BB$19,3,FALSE)/1000*$W152)","v":0},{"$f":"IF(P152=\"\",0,P152*HLOOKUP($D152,'2_メイン'!$AC$17:$BB$19,3,FALSE)/1000*$W152)","v":0},{"$f":"IF(Q152=\"\",0,Q152*HLOOKUP($D152,'2_メイン'!$AC$17:$BB$19,3,FALSE)/1000*$W152)","v":0},{"$f":"IF(R152=\"\",0,R152*HLOOKUP($D152,'2_メイン'!$AC$17:$BB$19,3,FALSE)/1000*$W152)","v":0},{"$f":"IF(S152=\"\",0,S152*HLOOKUP($D152,'2_メイン'!$AC$17:$BB$19,3,FALSE)/1000*$W152)","v":0},{"$f":"IF(T152=\"\",0,T152*HLOOKUP($D152,'2_メイン'!$AC$17:$BB$19,3,FALSE)/1000*$W152)","v":0},null,null,{"$f":"IF(I152=\"\",0,I152*HLOOKUP($D152,'2_メイン'!$AC$17:$BB$20,4,FALSE)*$W152)","v":0},{"$f":"IF(J152=\"\",0,J152*HLOOKUP($D152,'2_メイン'!$AC$17:$BB$20,4,FALSE)*$W152)","v":0},{"$f":"IF(K152=\"\",0,K152*HLOOKUP($D152,'2_メイン'!$AC$17:$BB$20,4,FALSE)*$W152)","v":0},{"$f":"IF(L152=\"\",0,L152*HLOOKUP($D152,'2_メイン'!$AC$17:$BB$20,4,FALSE)*$W152)","v":0},{"$f":"IF(M152=\"\",0,M152*HLOOKUP($D152,'2_メイン'!$AC$17:$BB$20,4,FALSE)*$W152)","v":0},{"$f":"IF(N152=\"\",0,N152*HLOOKUP($D152,'2_メイン'!$AC$17:$BB$20,4,FALSE)*$W152)","v":0},{"$f":"IF(O152=\"\",0,O152*HLOOKUP($D152,'2_メイン'!$AC$17:$BB$20,4,FALSE)*$W152)","v":0},{"$f":"IF(P152=\"\",0,P152*HLOOKUP($D152,'2_メイン'!$AC$17:$BB$20,4,FALSE)*$W152)","v":0},{"$f":"IF(Q152=\"\",0,Q152*HLOOKUP($D152,'2_メイン'!$AC$17:$BB$20,4,FALSE)*$W152)","v":0},{"$f":"IF(R152=\"\",0,R152*HLOOKUP($D152,'2_メイン'!$AC$17:$BB$20,4,FALSE)*$W152)","v":0},{"$f":"IF(S152=\"\",0,S152*HLOOKUP($D152,'2_メイン'!$AC$17:$BB$20,4,FALSE)*$W152)","v":0},{"$f":"IF(T152=\"\",0,T152*HLOOKUP($D152,'2_メイン'!$AC$17:$BB$20,4,FALSE)*$W152)","v":0}]
[null,143,null,null,null,null,"",null,null,null,null,null,null,null,null,null,null,null,null,null,null,{"$f":"IF(U153=\"\",\"\",U153*HLOOKUP(D153,'2_メイン'!$AC$17:$BB$19,3,FALSE)/1000)","v":""},1,null,null,null,null,null,null,null,null,null,null,null,null,null,null,null,null,null,null,null,null,null,null,{"$f":"IF(I153=\"\",0,I153*HLOOKUP($D153,'2_メイン'!$AC$17:$BB$19,3,FALSE)/1000*$W153)","v":0},{"$f":"IF(J153=\"\",0,J153*HLOOKUP($D153,'2_メイン'!$AC$17:$BB$19,3,FALSE)/1000*$W153)","v":0},{"$f":"IF(K153=\"\",0,K153*HLOOKUP($D153,'2_メイン'!$AC$17:$BB$19,3,FALSE)/1000*$W153)","v":0},{"$f":"IF(L153=\"\",0,L153*HLOOKUP($D153,'2_メイン'!$AC$17:$BB$19,3,FALSE)/1000*$W153)","v":0},{"$f":"IF(M153=\"\",0,M153*HLOOKUP($D153,'2_メイン'!$AC$17:$BB$19,3,FALSE)/1000*$W153)","v":0},{"$f":"IF(N153=\"\",0,N153*HLOOKUP($D153,'2_メイン'!$AC$17:$BB$19,3,FALSE)/1000*$W153)","v":0},{"$f":"IF(O153=\"\",0,O153*HLOOKUP($D153,'2_メイン'!$AC$17:$BB$19,3,FALSE)/1000*$W153)","v":0},{"$f":"IF(P153=\"\",0,P153*HLOOKUP($D153,'2_メイン'!$AC$17:$BB$19,3,FALSE)/1000*$W153)","v":0},{"$f":"IF(Q153=\"\",0,Q153*HLOOKUP($D153,'2_メイン'!$AC$17:$BB$19,3,FALSE)/1000*$W153)","v":0},{"$f":"IF(R153=\"\",0,R153*HLOOKUP($D153,'2_メイン'!$AC$17:$BB$19,3,FALSE)/1000*$W153)","v":0},{"$f":"IF(S153=\"\",0,S153*HLOOKUP($D153,'2_メイン'!$AC$17:$BB$19,3,FALSE)/1000*$W153)","v":0},{"$f":"IF(T153=\"\",0,T153*HLOOKUP($D153,'2_メイン'!$AC$17:$BB$19,3,FALSE)/1000*$W153)","v":0},null,null,{"$f":"IF(I153=\"\",0,I153*HLOOKUP($D153,'2_メイン'!$AC$17:$BB$20,4,FALSE)*$W153)","v":0},{"$f":"IF(J153=\"\",0,J153*HLOOKUP($D153,'2_メイン'!$AC$17:$BB$20,4,FALSE)*$W153)","v":0},{"$f":"IF(K153=\"\",0,K153*HLOOKUP($D153,'2_メイン'!$AC$17:$BB$20,4,FALSE)*$W153)","v":0},{"$f":"IF(L153=\"\",0,L153*HLOOKUP($D153,'2_メイン'!$AC$17:$BB$20,4,FALSE)*$W153)","v":0},{"$f":"IF(M153=\"\",0,M153*HLOOKUP($D153,'2_メイン'!$AC$17:$BB$20,4,FALSE)*$W153)","v":0},{"$f":"IF(N153=\"\",0,N153*HLOOKUP($D153,'2_メイン'!$AC$17:$BB$20,4,FALSE)*$W153)","v":0},{"$f":"IF(O153=\"\",0,O153*HLOOKUP($D153,'2_メイン'!$AC$17:$BB$20,4,FALSE)*$W153)","v":0},{"$f":"IF(P153=\"\",0,P153*HLOOKUP($D153,'2_メイン'!$AC$17:$BB$20,4,FALSE)*$W153)","v":0},{"$f":"IF(Q153=\"\",0,Q153*HLOOKUP($D153,'2_メイン'!$AC$17:$BB$20,4,FALSE)*$W153)","v":0},{"$f":"IF(R153=\"\",0,R153*HLOOKUP($D153,'2_メイン'!$AC$17:$BB$20,4,FALSE)*$W153)","v":0},{"$f":"IF(S153=\"\",0,S153*HLOOKUP($D153,'2_メイン'!$AC$17:$BB$20,4,FALSE)*$W153)","v":0},{"$f":"IF(T153=\"\",0,T153*HLOOKUP($D153,'2_メイン'!$AC$17:$BB$20,4,FALSE)*$W153)","v":0}]
[null,144,null,null,null,null,"",null,null,null,null,null,null,null,null,null,null,null,null,null,null,{"$f":"IF(U154=\"\",\"\",U154*HLOOKUP(D154,'2_メイン'!$AC$17:$BB$19,3,FALSE)/1000)","v":""},1,null,null,null,null,null,null,null,null,null,null,null,null,null,null,null,null,null,null,null,null,null,null,{"$f":"IF(I154=\"\",0,I154*HLOOKUP($D154,'2_メイン'!$AC$17:$BB$19,3,FALSE)/1000*$W154)","v":0},{"$f":"IF(J154=\"\",0,J154*HLOOKUP($D154,'2_メイン'!$AC$17:$BB$19,3,FALSE)/1000*$W154)","v":0},{"$f":"IF(K154=\"\",0,K154*HLOOKUP($D154,'2_メイン'!$AC$17:$BB$19,3,FALSE)/1000*$W154)","v":0},{"$f":"IF(L154=\"\",0,L154*HLOOKUP($D154,'2_メイン'!$AC$17:$BB$19,3,FALSE)/1000*$W154)","v":0},{"$f":"IF(M154=\"\",0,M154*HLOOKUP($D154,'2_メイン'!$AC$17:$BB$19,3,FALSE)/1000*$W154)","v":0},{"$f":"IF(N154=\"\",0,N154*HLOOKUP($D154,'2_メイン'!$AC$17:$BB$19,3,FALSE)/1000*$W154)","v":0},{"$f":"IF(O154=\"\",0,O154*HLOOKUP($D154,'2_メイン'!$AC$17:$BB$19,3,FALSE)/1000*$W154)","v":0},{"$f":"IF(P154=\"\",0,P154*HLOOKUP($D154,'2_メイン'!$AC$17:$BB$19,3,FALSE)/1000*$W154)","v":0},{"$f":"IF(Q154=\"\",0,Q154*HLOOKUP($D154,'2_メイン'!$AC$17:$BB$19,3,FALSE)/1000*$W154)","v":0},{"$f":"IF(R154=\"\",0,R154*HLOOKUP($D154,'2_メイン'!$AC$17:$BB$19,3,FALSE)/1000*$W154)","v":0},{"$f":"IF(S154=\"\",0,S154*HLOOKUP($D154,'2_メイン'!$AC$17:$BB$19,3,FALSE)/1000*$W154)","v":0},{"$f":"IF(T154=\"\",0,T154*HLOOKUP($D154,'2_メイン'!$AC$17:$BB$19,3,FALSE)/1000*$W154)","v":0},null,null,{"$f":"IF(I154=\"\",0,I154*HLOOKUP($D154,'2_メイン'!$AC$17:$BB$20,4,FALSE)*$W154)","v":0},{"$f":"IF(J154=\"\",0,J154*HLOOKUP($D154,'2_メイン'!$AC$17:$BB$20,4,FALSE)*$W154)","v":0},{"$f":"IF(K154=\"\",0,K154*HLOOKUP($D154,'2_メイン'!$AC$17:$BB$20,4,FALSE)*$W154)","v":0},{"$f":"IF(L154=\"\",0,L154*HLOOKUP($D154,'2_メイン'!$AC$17:$BB$20,4,FALSE)*$W154)","v":0},{"$f":"IF(M154=\"\",0,M154*HLOOKUP($D154,'2_メイン'!$AC$17:$BB$20,4,FALSE)*$W154)","v":0},{"$f":"IF(N154=\"\",0,N154*HLOOKUP($D154,'2_メイン'!$AC$17:$BB$20,4,FALSE)*$W154)","v":0},{"$f":"IF(O154=\"\",0,O154*HLOOKUP($D154,'2_メイン'!$AC$17:$BB$20,4,FALSE)*$W154)","v":0},{"$f":"IF(P154=\"\",0,P154*HLOOKUP($D154,'2_メイン'!$AC$17:$BB$20,4,FALSE)*$W154)","v":0},{"$f":"IF(Q154=\"\",0,Q154*HLOOKUP($D154,'2_メイン'!$AC$17:$BB$20,4,FALSE)*$W154)","v":0},{"$f":"IF(R154=\"\",0,R154*HLOOKUP($D154,'2_メイン'!$AC$17:$BB$20,4,FALSE)*$W154)","v":0},{"$f":"IF(S154=\"\",0,S154*HLOOKUP($D154,'2_メイン'!$AC$17:$BB$20,4,FALSE)*$W154)","v":0},{"$f":"IF(T154=\"\",0,T154*HLOOKUP($D154,'2_メイン'!$AC$17:$BB$20,4,FALSE)*$W154)","v":0}]
[null,145,null,null,null,null,"",null,null,null,null,null,null,null,null,null,null,null,null,null,null,{"$f":"IF(U155=\"\",\"\",U155*HLOOKUP(D155,'2_メイン'!$AC$17:$BB$19,3,FALSE)/1000)","v":""},1,null,null,null,null,null,null,null,null,null,null,null,null,null,null,null,null,null,null,null,null,null,null,{"$f":"IF(I155=\"\",0,I155*HLOOKUP($D155,'2_メイン'!$AC$17:$BB$19,3,FALSE)/1000*$W155)","v":0},{"$f":"IF(J155=\"\",0,J155*HLOOKUP($D155,'2_メイン'!$AC$17:$BB$19,3,FALSE)/1000*$W155)","v":0},{"$f":"IF(K155=\"\",0,K155*HLOOKUP($D155,'2_メイン'!$AC$17:$BB$19,3,FALSE)/1000*$W155)","v":0},{"$f":"IF(L155=\"\",0,L155*HLOOKUP($D155,'2_メイン'!$AC$17:$BB$19,3,FALSE)/1000*$W155)","v":0},{"$f":"IF(M155=\"\",0,M155*HLOOKUP($D155,'2_メイン'!$AC$17:$BB$19,3,FALSE)/1000*$W155)","v":0},{"$f":"IF(N155=\"\",0,N155*HLOOKUP($D155,'2_メイン'!$AC$17:$BB$19,3,FALSE)/1000*$W155)","v":0},{"$f":"IF(O155=\"\",0,O155*HLOOKUP($D155,'2_メイン'!$AC$17:$BB$19,3,FALSE)/1000*$W155)","v":0},{"$f":"IF(P155=\"\",0,P155*HLOOKUP($D155,'2_メイン'!$AC$17:$BB$19,3,FALSE)/1000*$W155)","v":0},{"$f":"IF(Q155=\"\",0,Q155*HLOOKUP($D155,'2_メイン'!$AC$17:$BB$19,3,FALSE)/1000*$W155)","v":0},{"$f":"IF(R155=\"\",0,R155*HLOOKUP($D155,'2_メイン'!$AC$17:$BB$19,3,FALSE)/1000*$W155)","v":0},{"$f":"IF(S155=\"\",0,S155*HLOOKUP($D155,'2_メイン'!$AC$17:$BB$19,3,FALSE)/1000*$W155)","v":0},{"$f":"IF(T155=\"\",0,T155*HLOOKUP($D155,'2_メイン'!$AC$17:$BB$19,3,FALSE)/1000*$W155)","v":0},null,null,{"$f":"IF(I155=\"\",0,I155*HLOOKUP($D155,'2_メイン'!$AC$17:$BB$20,4,FALSE)*$W155)","v":0},{"$f":"IF(J155=\"\",0,J155*HLOOKUP($D155,'2_メイン'!$AC$17:$BB$20,4,FALSE)*$W155)","v":0},{"$f":"IF(K155=\"\",0,K155*HLOOKUP($D155,'2_メイン'!$AC$17:$BB$20,4,FALSE)*$W155)","v":0},{"$f":"IF(L155=\"\",0,L155*HLOOKUP($D155,'2_メイン'!$AC$17:$BB$20,4,FALSE)*$W155)","v":0},{"$f":"IF(M155=\"\",0,M155*HLOOKUP($D155,'2_メイン'!$AC$17:$BB$20,4,FALSE)*$W155)","v":0},{"$f":"IF(N155=\"\",0,N155*HLOOKUP($D155,'2_メイン'!$AC$17:$BB$20,4,FALSE)*$W155)","v":0},{"$f":"IF(O155=\"\",0,O155*HLOOKUP($D155,'2_メイン'!$AC$17:$BB$20,4,FALSE)*$W155)","v":0},{"$f":"IF(P155=\"\",0,P155*HLOOKUP($D155,'2_メイン'!$AC$17:$BB$20,4,FALSE)*$W155)","v":0},{"$f":"IF(Q155=\"\",0,Q155*HLOOKUP($D155,'2_メイン'!$AC$17:$BB$20,4,FALSE)*$W155)","v":0},{"$f":"IF(R155=\"\",0,R155*HLOOKUP($D155,'2_メイン'!$AC$17:$BB$20,4,FALSE)*$W155)","v":0},{"$f":"IF(S155=\"\",0,S155*HLOOKUP($D155,'2_メイン'!$AC$17:$BB$20,4,FALSE)*$W155)","v":0},{"$f":"IF(T155=\"\",0,T155*HLOOKUP($D155,'2_メイン'!$AC$17:$BB$20,4,FALSE)*$W155)","v":0}]
[null,146,null,null,null,null,"",null,null,null,null,null,null,null,null,null,null,null,null,null,null,{"$f":"IF(U156=\"\",\"\",U156*HLOOKUP(D156,'2_メイン'!$AC$17:$BB$19,3,FALSE)/1000)","v":""},1,null,null,null,null,null,null,null,null,null,null,null,null,null,null,null,null,null,null,null,null,null,null,{"$f":"IF(I156=\"\",0,I156*HLOOKUP($D156,'2_メイン'!$AC$17:$BB$19,3,FALSE)/1000*$W156)","v":0},{"$f":"IF(J156=\"\",0,J156*HLOOKUP($D156,'2_メイン'!$AC$17:$BB$19,3,FALSE)/1000*$W156)","v":0},{"$f":"IF(K156=\"\",0,K156*HLOOKUP($D156,'2_メイン'!$AC$17:$BB$19,3,FALSE)/1000*$W156)","v":0},{"$f":"IF(L156=\"\",0,L156*HLOOKUP($D156,'2_メイン'!$AC$17:$BB$19,3,FALSE)/1000*$W156)","v":0},{"$f":"IF(M156=\"\",0,M156*HLOOKUP($D156,'2_メイン'!$AC$17:$BB$19,3,FALSE)/1000*$W156)","v":0},{"$f":"IF(N156=\"\",0,N156*HLOOKUP($D156,'2_メイン'!$AC$17:$BB$19,3,FALSE)/1000*$W156)","v":0},{"$f":"IF(O156=\"\",0,O156*HLOOKUP($D156,'2_メイン'!$AC$17:$BB$19,3,FALSE)/1000*$W156)","v":0},{"$f":"IF(P156=\"\",0,P156*HLOOKUP($D156,'2_メイン'!$AC$17:$BB$19,3,FALSE)/1000*$W156)","v":0},{"$f":"IF(Q156=\"\",0,Q156*HLOOKUP($D156,'2_メイン'!$AC$17:$BB$19,3,FALSE)/1000*$W156)","v":0},{"$f":"IF(R156=\"\",0,R156*HLOOKUP($D156,'2_メイン'!$AC$17:$BB$19,3,FALSE)/1000*$W156)","v":0},{"$f":"IF(S156=\"\",0,S156*HLOOKUP($D156,'2_メイン'!$AC$17:$BB$19,3,FALSE)/1000*$W156)","v":0},{"$f":"IF(T156=\"\",0,T156*HLOOKUP($D156,'2_メイン'!$AC$17:$BB$19,3,FALSE)/1000*$W156)","v":0},null,null,{"$f":"IF(I156=\"\",0,I156*HLOOKUP($D156,'2_メイン'!$AC$17:$BB$20,4,FALSE)*$W156)","v":0},{"$f":"IF(J156=\"\",0,J156*HLOOKUP($D156,'2_メイン'!$AC$17:$BB$20,4,FALSE)*$W156)","v":0},{"$f":"IF(K156=\"\",0,K156*HLOOKUP($D156,'2_メイン'!$AC$17:$BB$20,4,FALSE)*$W156)","v":0},{"$f":"IF(L156=\"\",0,L156*HLOOKUP($D156,'2_メイン'!$AC$17:$BB$20,4,FALSE)*$W156)","v":0},{"$f":"IF(M156=\"\",0,M156*HLOOKUP($D156,'2_メイン'!$AC$17:$BB$20,4,FALSE)*$W156)","v":0},{"$f":"IF(N156=\"\",0,N156*HLOOKUP($D156,'2_メイン'!$AC$17:$BB$20,4,FALSE)*$W156)","v":0},{"$f":"IF(O156=\"\",0,O156*HLOOKUP($D156,'2_メイン'!$AC$17:$BB$20,4,FALSE)*$W156)","v":0},{"$f":"IF(P156=\"\",0,P156*HLOOKUP($D156,'2_メイン'!$AC$17:$BB$20,4,FALSE)*$W156)","v":0},{"$f":"IF(Q156=\"\",0,Q156*HLOOKUP($D156,'2_メイン'!$AC$17:$BB$20,4,FALSE)*$W156)","v":0},{"$f":"IF(R156=\"\",0,R156*HLOOKUP($D156,'2_メイン'!$AC$17:$BB$20,4,FALSE)*$W156)","v":0},{"$f":"IF(S156=\"\",0,S156*HLOOKUP($D156,'2_メイン'!$AC$17:$BB$20,4,FALSE)*$W156)","v":0},{"$f":"IF(T156=\"\",0,T156*HLOOKUP($D156,'2_メイン'!$AC$17:$BB$20,4,FALSE)*$W156)","v":0}]
[null,147,null,null,null,null,"",null,null,null,null,null,null,null,null,null,null,null,null,null,null,{"$f":"IF(U157=\"\",\"\",U157*HLOOKUP(D157,'2_メイン'!$AC$17:$BB$19,3,FALSE)/1000)","v":""},1,null,null,null,null,null,null,null,null,null,null,null,null,null,null,null,null,null,null,null,null,null,null,{"$f":"IF(I157=\"\",0,I157*HLOOKUP($D157,'2_メイン'!$AC$17:$BB$19,3,FALSE)/1000*$W157)","v":0},{"$f":"IF(J157=\"\",0,J157*HLOOKUP($D157,'2_メイン'!$AC$17:$BB$19,3,FALSE)/1000*$W157)","v":0},{"$f":"IF(K157=\"\",0,K157*HLOOKUP($D157,'2_メイン'!$AC$17:$BB$19,3,FALSE)/1000*$W157)","v":0},{"$f":"IF(L157=\"\",0,L157*HLOOKUP($D157,'2_メイン'!$AC$17:$BB$19,3,FALSE)/1000*$W157)","v":0},{"$f":"IF(M157=\"\",0,M157*HLOOKUP($D157,'2_メイン'!$AC$17:$BB$19,3,FALSE)/1000*$W157)","v":0},{"$f":"IF(N157=\"\",0,N157*HLOOKUP($D157,'2_メイン'!$AC$17:$BB$19,3,FALSE)/1000*$W157)","v":0},{"$f":"IF(O157=\"\",0,O157*HLOOKUP($D157,'2_メイン'!$AC$17:$BB$19,3,FALSE)/1000*$W157)","v":0},{"$f":"IF(P157=\"\",0,P157*HLOOKUP($D157,'2_メイン'!$AC$17:$BB$19,3,FALSE)/1000*$W157)","v":0},{"$f":"IF(Q157=\"\",0,Q157*HLOOKUP($D157,'2_メイン'!$AC$17:$BB$19,3,FALSE)/1000*$W157)","v":0},{"$f":"IF(R157=\"\",0,R157*HLOOKUP($D157,'2_メイン'!$AC$17:$BB$19,3,FALSE)/1000*$W157)","v":0},{"$f":"IF(S157=\"\",0,S157*HLOOKUP($D157,'2_メイン'!$AC$17:$BB$19,3,FALSE)/1000*$W157)","v":0},{"$f":"IF(T157=\"\",0,T157*HLOOKUP($D157,'2_メイン'!$AC$17:$BB$19,3,FALSE)/1000*$W157)","v":0},null,null,{"$f":"IF(I157=\"\",0,I157*HLOOKUP($D157,'2_メイン'!$AC$17:$BB$20,4,FALSE)*$W157)","v":0},{"$f":"IF(J157=\"\",0,J157*HLOOKUP($D157,'2_メイン'!$AC$17:$BB$20,4,FALSE)*$W157)","v":0},{"$f":"IF(K157=\"\",0,K157*HLOOKUP($D157,'2_メイン'!$AC$17:$BB$20,4,FALSE)*$W157)","v":0},{"$f":"IF(L157=\"\",0,L157*HLOOKUP($D157,'2_メイン'!$AC$17:$BB$20,4,FALSE)*$W157)","v":0},{"$f":"IF(M157=\"\",0,M157*HLOOKUP($D157,'2_メイン'!$AC$17:$BB$20,4,FALSE)*$W157)","v":0},{"$f":"IF(N157=\"\",0,N157*HLOOKUP($D157,'2_メイン'!$AC$17:$BB$20,4,FALSE)*$W157)","v":0},{"$f":"IF(O157=\"\",0,O157*HLOOKUP($D157,'2_メイン'!$AC$17:$BB$20,4,FALSE)*$W157)","v":0},{"$f":"IF(P157=\"\",0,P157*HLOOKUP($D157,'2_メイン'!$AC$17:$BB$20,4,FALSE)*$W157)","v":0},{"$f":"IF(Q157=\"\",0,Q157*HLOOKUP($D157,'2_メイン'!$AC$17:$BB$20,4,FALSE)*$W157)","v":0},{"$f":"IF(R157=\"\",0,R157*HLOOKUP($D157,'2_メイン'!$AC$17:$BB$20,4,FALSE)*$W157)","v":0},{"$f":"IF(S157=\"\",0,S157*HLOOKUP($D157,'2_メイン'!$AC$17:$BB$20,4,FALSE)*$W157)","v":0},{"$f":"IF(T157=\"\",0,T157*HLOOKUP($D157,'2_メイン'!$AC$17:$BB$20,4,FALSE)*$W157)","v":0}]
[null,148,null,null,null,null,"",null,null,null,null,null,null,null,null,null,null,null,null,null,null,{"$f":"IF(U158=\"\",\"\",U158*HLOOKUP(D158,'2_メイン'!$AC$17:$BB$19,3,FALSE)/1000)","v":""},1,null,null,null,null,null,null,null,null,null,null,null,null,null,null,null,null,null,null,null,null,null,null,{"$f":"IF(I158=\"\",0,I158*HLOOKUP($D158,'2_メイン'!$AC$17:$BB$19,3,FALSE)/1000*$W158)","v":0},{"$f":"IF(J158=\"\",0,J158*HLOOKUP($D158,'2_メイン'!$AC$17:$BB$19,3,FALSE)/1000*$W158)","v":0},{"$f":"IF(K158=\"\",0,K158*HLOOKUP($D158,'2_メイン'!$AC$17:$BB$19,3,FALSE)/1000*$W158)","v":0},{"$f":"IF(L158=\"\",0,L158*HLOOKUP($D158,'2_メイン'!$AC$17:$BB$19,3,FALSE)/1000*$W158)","v":0},{"$f":"IF(M158=\"\",0,M158*HLOOKUP($D158,'2_メイン'!$AC$17:$BB$19,3,FALSE)/1000*$W158)","v":0},{"$f":"IF(N158=\"\",0,N158*HLOOKUP($D158,'2_メイン'!$AC$17:$BB$19,3,FALSE)/1000*$W158)","v":0},{"$f":"IF(O158=\"\",0,O158*HLOOKUP($D158,'2_メイン'!$AC$17:$BB$19,3,FALSE)/1000*$W158)","v":0},{"$f":"IF(P158=\"\",0,P158*HLOOKUP($D158,'2_メイン'!$AC$17:$BB$19,3,FALSE)/1000*$W158)","v":0},{"$f":"IF(Q158=\"\",0,Q158*HLOOKUP($D158,'2_メイン'!$AC$17:$BB$19,3,FALSE)/1000*$W158)","v":0},{"$f":"IF(R158=\"\",0,R158*HLOOKUP($D158,'2_メイン'!$AC$17:$BB$19,3,FALSE)/1000*$W158)","v":0},{"$f":"IF(S158=\"\",0,S158*HLOOKUP($D158,'2_メイン'!$AC$17:$BB$19,3,FALSE)/1000*$W158)","v":0},{"$f":"IF(T158=\"\",0,T158*HLOOKUP($D158,'2_メイン'!$AC$17:$BB$19,3,FALSE)/1000*$W158)","v":0},null,null,{"$f":"IF(I158=\"\",0,I158*HLOOKUP($D158,'2_メイン'!$AC$17:$BB$20,4,FALSE)*$W158)","v":0},{"$f":"IF(J158=\"\",0,J158*HLOOKUP($D158,'2_メイン'!$AC$17:$BB$20,4,FALSE)*$W158)","v":0},{"$f":"IF(K158=\"\",0,K158*HLOOKUP($D158,'2_メイン'!$AC$17:$BB$20,4,FALSE)*$W158)","v":0},{"$f":"IF(L158=\"\",0,L158*HLOOKUP($D158,'2_メイン'!$AC$17:$BB$20,4,FALSE)*$W158)","v":0},{"$f":"IF(M158=\"\",0,M158*HLOOKUP($D158,'2_メイン'!$AC$17:$BB$20,4,FALSE)*$W158)","v":0},{"$f":"IF(N158=\"\",0,N158*HLOOKUP($D158,'2_メイン'!$AC$17:$BB$20,4,FALSE)*$W158)","v":0},{"$f":"IF(O158=\"\",0,O158*HLOOKUP($D158,'2_メイン'!$AC$17:$BB$20,4,FALSE)*$W158)","v":0},{"$f":"IF(P158=\"\",0,P158*HLOOKUP($D158,'2_メイン'!$AC$17:$BB$20,4,FALSE)*$W158)","v":0},{"$f":"IF(Q158=\"\",0,Q158*HLOOKUP($D158,'2_メイン'!$AC$17:$BB$20,4,FALSE)*$W158)","v":0},{"$f":"IF(R158=\"\",0,R158*HLOOKUP($D158,'2_メイン'!$AC$17:$BB$20,4,FALSE)*$W158)","v":0},{"$f":"IF(S158=\"\",0,S158*HLOOKUP($D158,'2_メイン'!$AC$17:$BB$20,4,FALSE)*$W158)","v":0},{"$f":"IF(T158=\"\",0,T158*HLOOKUP($D158,'2_メイン'!$AC$17:$BB$20,4,FALSE)*$W158)","v":0}]
[null,149,null,null,null,null,"",null,null,null,null,null,null,null,null,null,null,null,null,null,null,{"$f":"IF(U159=\"\",\"\",U159*HLOOKUP(D159,'2_メイン'!$AC$17:$BB$19,3,FALSE)/1000)","v":""},1,null,null,null,null,null,null,null,null,null,null,null,null,null,null,null,null,null,null,null,null,null,null,{"$f":"IF(I159=\"\",0,I159*HLOOKUP($D159,'2_メイン'!$AC$17:$BB$19,3,FALSE)/1000*$W159)","v":0},{"$f":"IF(J159=\"\",0,J159*HLOOKUP($D159,'2_メイン'!$AC$17:$BB$19,3,FALSE)/1000*$W159)","v":0},{"$f":"IF(K159=\"\",0,K159*HLOOKUP($D159,'2_メイン'!$AC$17:$BB$19,3,FALSE)/1000*$W159)","v":0},{"$f":"IF(L159=\"\",0,L159*HLOOKUP($D159,'2_メイン'!$AC$17:$BB$19,3,FALSE)/1000*$W159)","v":0},{"$f":"IF(M159=\"\",0,M159*HLOOKUP($D159,'2_メイン'!$AC$17:$BB$19,3,FALSE)/1000*$W159)","v":0},{"$f":"IF(N159=\"\",0,N159*HLOOKUP($D159,'2_メイン'!$AC$17:$BB$19,3,FALSE)/1000*$W159)","v":0},{"$f":"IF(O159=\"\",0,O159*HLOOKUP($D159,'2_メイン'!$AC$17:$BB$19,3,FALSE)/1000*$W159)","v":0},{"$f":"IF(P159=\"\",0,P159*HLOOKUP($D159,'2_メイン'!$AC$17:$BB$19,3,FALSE)/1000*$W159)","v":0},{"$f":"IF(Q159=\"\",0,Q159*HLOOKUP($D159,'2_メイン'!$AC$17:$BB$19,3,FALSE)/1000*$W159)","v":0},{"$f":"IF(R159=\"\",0,R159*HLOOKUP($D159,'2_メイン'!$AC$17:$BB$19,3,FALSE)/1000*$W159)","v":0},{"$f":"IF(S159=\"\",0,S159*HLOOKUP($D159,'2_メイン'!$AC$17:$BB$19,3,FALSE)/1000*$W159)","v":0},{"$f":"IF(T159=\"\",0,T159*HLOOKUP($D159,'2_メイン'!$AC$17:$BB$19,3,FALSE)/1000*$W159)","v":0},null,null,{"$f":"IF(I159=\"\",0,I159*HLOOKUP($D159,'2_メイン'!$AC$17:$BB$20,4,FALSE)*$W159)","v":0},{"$f":"IF(J159=\"\",0,J159*HLOOKUP($D159,'2_メイン'!$AC$17:$BB$20,4,FALSE)*$W159)","v":0},{"$f":"IF(K159=\"\",0,K159*HLOOKUP($D159,'2_メイン'!$AC$17:$BB$20,4,FALSE)*$W159)","v":0},{"$f":"IF(L159=\"\",0,L159*HLOOKUP($D159,'2_メイン'!$AC$17:$BB$20,4,FALSE)*$W159)","v":0},{"$f":"IF(M159=\"\",0,M159*HLOOKUP($D159,'2_メイン'!$AC$17:$BB$20,4,FALSE)*$W159)","v":0},{"$f":"IF(N159=\"\",0,N159*HLOOKUP($D159,'2_メイン'!$AC$17:$BB$20,4,FALSE)*$W159)","v":0},{"$f":"IF(O159=\"\",0,O159*HLOOKUP($D159,'2_メイン'!$AC$17:$BB$20,4,FALSE)*$W159)","v":0},{"$f":"IF(P159=\"\",0,P159*HLOOKUP($D159,'2_メイン'!$AC$17:$BB$20,4,FALSE)*$W159)","v":0},{"$f":"IF(Q159=\"\",0,Q159*HLOOKUP($D159,'2_メイン'!$AC$17:$BB$20,4,FALSE)*$W159)","v":0},{"$f":"IF(R159=\"\",0,R159*HLOOKUP($D159,'2_メイン'!$AC$17:$BB$20,4,FALSE)*$W159)","v":0},{"$f":"IF(S159=\"\",0,S159*HLOOKUP($D159,'2_メイン'!$AC$17:$BB$20,4,FALSE)*$W159)","v":0},{"$f":"IF(T159=\"\",0,T159*HLOOKUP($D159,'2_メイン'!$AC$17:$BB$20,4,FALSE)*$W159)","v":0}]
[null,150,null,null,null,null,"",null,null,null,null,null,null,null,null,null,null,null,null,null,null,{"$f":"IF(U160=\"\",\"\",U160*HLOOKUP(D160,'2_メイン'!$AC$17:$BB$19,3,FALSE)/1000)","v":""},1,null,null,null,null,null,null,null,null,null,null,null,null,null,null,null,null,null,null,null,null,null,null,{"$f":"IF(I160=\"\",0,I160*HLOOKUP($D160,'2_メイン'!$AC$17:$BB$19,3,FALSE)/1000*$W160)","v":0},{"$f":"IF(J160=\"\",0,J160*HLOOKUP($D160,'2_メイン'!$AC$17:$BB$19,3,FALSE)/1000*$W160)","v":0},{"$f":"IF(K160=\"\",0,K160*HLOOKUP($D160,'2_メイン'!$AC$17:$BB$19,3,FALSE)/1000*$W160)","v":0},{"$f":"IF(L160=\"\",0,L160*HLOOKUP($D160,'2_メイン'!$AC$17:$BB$19,3,FALSE)/1000*$W160)","v":0},{"$f":"IF(M160=\"\",0,M160*HLOOKUP($D160,'2_メイン'!$AC$17:$BB$19,3,FALSE)/1000*$W160)","v":0},{"$f":"IF(N160=\"\",0,N160*HLOOKUP($D160,'2_メイン'!$AC$17:$BB$19,3,FALSE)/1000*$W160)","v":0},{"$f":"IF(O160=\"\",0,O160*HLOOKUP($D160,'2_メイン'!$AC$17:$BB$19,3,FALSE)/1000*$W160)","v":0},{"$f":"IF(P160=\"\",0,P160*HLOOKUP($D160,'2_メイン'!$AC$17:$BB$19,3,FALSE)/1000*$W160)","v":0},{"$f":"IF(Q160=\"\",0,Q160*HLOOKUP($D160,'2_メイン'!$AC$17:$BB$19,3,FALSE)/1000*$W160)","v":0},{"$f":"IF(R160=\"\",0,R160*HLOOKUP($D160,'2_メイン'!$AC$17:$BB$19,3,FALSE)/1000*$W160)","v":0},{"$f":"IF(S160=\"\",0,S160*HLOOKUP($D160,'2_メイン'!$AC$17:$BB$19,3,FALSE)/1000*$W160)","v":0},{"$f":"IF(T160=\"\",0,T160*HLOOKUP($D160,'2_メイン'!$AC$17:$BB$19,3,FALSE)/1000*$W160)","v":0},null,null,{"$f":"IF(I160=\"\",0,I160*HLOOKUP($D160,'2_メイン'!$AC$17:$BB$20,4,FALSE)*$W160)","v":0},{"$f":"IF(J160=\"\",0,J160*HLOOKUP($D160,'2_メイン'!$AC$17:$BB$20,4,FALSE)*$W160)","v":0},{"$f":"IF(K160=\"\",0,K160*HLOOKUP($D160,'2_メイン'!$AC$17:$BB$20,4,FALSE)*$W160)","v":0},{"$f":"IF(L160=\"\",0,L160*HLOOKUP($D160,'2_メイン'!$AC$17:$BB$20,4,FALSE)*$W160)","v":0},{"$f":"IF(M160=\"\",0,M160*HLOOKUP($D160,'2_メイン'!$AC$17:$BB$20,4,FALSE)*$W160)","v":0},{"$f":"IF(N160=\"\",0,N160*HLOOKUP($D160,'2_メイン'!$AC$17:$BB$20,4,FALSE)*$W160)","v":0},{"$f":"IF(O160=\"\",0,O160*HLOOKUP($D160,'2_メイン'!$AC$17:$BB$20,4,FALSE)*$W160)","v":0},{"$f":"IF(P160=\"\",0,P160*HLOOKUP($D160,'2_メイン'!$AC$17:$BB$20,4,FALSE)*$W160)","v":0},{"$f":"IF(Q160=\"\",0,Q160*HLOOKUP($D160,'2_メイン'!$AC$17:$BB$20,4,FALSE)*$W160)","v":0},{"$f":"IF(R160=\"\",0,R160*HLOOKUP($D160,'2_メイン'!$AC$17:$BB$20,4,FALSE)*$W160)","v":0},{"$f":"IF(S160=\"\",0,S160*HLOOKUP($D160,'2_メイン'!$AC$17:$BB$20,4,FALSE)*$W160)","v":0},{"$f":"IF(T160=\"\",0,T160*HLOOKUP($D160,'2_メイン'!$AC$17:$BB$20,4,FALSE)*$W160)","v":0}]
[null,151,null,null,null,null,"",null,null,null,null,null,null,null,null,null,null,null,null,null,null,{"$f":"IF(U161=\"\",\"\",U161*HLOOKUP(D161,'2_メイン'!$AC$17:$BB$19,3,FALSE)/1000)","v":""},1,null,null,null,null,null,null,null,null,null,null,null,null,null,null,null,null,null,null,null,null,null,null,{"$f":"IF(I161=\"\",0,I161*HLOOKUP($D161,'2_メイン'!$AC$17:$BB$19,3,FALSE)/1000*$W161)","v":0},{"$f":"IF(J161=\"\",0,J161*HLOOKUP($D161,'2_メイン'!$AC$17:$BB$19,3,FALSE)/1000*$W161)","v":0},{"$f":"IF(K161=\"\",0,K161*HLOOKUP($D161,'2_メイン'!$AC$17:$BB$19,3,FALSE)/1000*$W161)","v":0},{"$f":"IF(L161=\"\",0,L161*HLOOKUP($D161,'2_メイン'!$AC$17:$BB$19,3,FALSE)/1000*$W161)","v":0},{"$f":"IF(M161=\"\",0,M161*HLOOKUP($D161,'2_メイン'!$AC$17:$BB$19,3,FALSE)/1000*$W161)","v":0},{"$f":"IF(N161=\"\",0,N161*HLOOKUP($D161,'2_メイン'!$AC$17:$BB$19,3,FALSE)/1000*$W161)","v":0},{"$f":"IF(O161=\"\",0,O161*HLOOKUP($D161,'2_メイン'!$AC$17:$BB$19,3,FALSE)/1000*$W161)","v":0},{"$f":"IF(P161=\"\",0,P161*HLOOKUP($D161,'2_メイン'!$AC$17:$BB$19,3,FALSE)/1000*$W161)","v":0},{"$f":"IF(Q161=\"\",0,Q161*HLOOKUP($D161,'2_メイン'!$AC$17:$BB$19,3,FALSE)/1000*$W161)","v":0},{"$f":"IF(R161=\"\",0,R161*HLOOKUP($D161,'2_メイン'!$AC$17:$BB$19,3,FALSE)/1000*$W161)","v":0},{"$f":"IF(S161=\"\",0,S161*HLOOKUP($D161,'2_メイン'!$AC$17:$BB$19,3,FALSE)/1000*$W161)","v":0},{"$f":"IF(T161=\"\",0,T161*HLOOKUP($D161,'2_メイン'!$AC$17:$BB$19,3,FALSE)/1000*$W161)","v":0},null,null,{"$f":"IF(I161=\"\",0,I161*HLOOKUP($D161,'2_メイン'!$AC$17:$BB$20,4,FALSE)*$W161)","v":0},{"$f":"IF(J161=\"\",0,J161*HLOOKUP($D161,'2_メイン'!$AC$17:$BB$20,4,FALSE)*$W161)","v":0},{"$f":"IF(K161=\"\",0,K161*HLOOKUP($D161,'2_メイン'!$AC$17:$BB$20,4,FALSE)*$W161)","v":0},{"$f":"IF(L161=\"\",0,L161*HLOOKUP($D161,'2_メイン'!$AC$17:$BB$20,4,FALSE)*$W161)","v":0},{"$f":"IF(M161=\"\",0,M161*HLOOKUP($D161,'2_メイン'!$AC$17:$BB$20,4,FALSE)*$W161)","v":0},{"$f":"IF(N161=\"\",0,N161*HLOOKUP($D161,'2_メイン'!$AC$17:$BB$20,4,FALSE)*$W161)","v":0},{"$f":"IF(O161=\"\",0,O161*HLOOKUP($D161,'2_メイン'!$AC$17:$BB$20,4,FALSE)*$W161)","v":0},{"$f":"IF(P161=\"\",0,P161*HLOOKUP($D161,'2_メイン'!$AC$17:$BB$20,4,FALSE)*$W161)","v":0},{"$f":"IF(Q161=\"\",0,Q161*HLOOKUP($D161,'2_メイン'!$AC$17:$BB$20,4,FALSE)*$W161)","v":0},{"$f":"IF(R161=\"\",0,R161*HLOOKUP($D161,'2_メイン'!$AC$17:$BB$20,4,FALSE)*$W161)","v":0},{"$f":"IF(S161=\"\",0,S161*HLOOKUP($D161,'2_メイン'!$AC$17:$BB$20,4,FALSE)*$W161)","v":0},{"$f":"IF(T161=\"\",0,T161*HLOOKUP($D161,'2_メイン'!$AC$17:$BB$20,4,FALSE)*$W161)","v":0}]
[null,152,null,null,null,null,"",null,null,null,null,null,null,null,null,null,null,null,null,null,null,{"$f":"IF(U162=\"\",\"\",U162*HLOOKUP(D162,'2_メイン'!$AC$17:$BB$19,3,FALSE)/1000)","v":""},1,null,null,null,null,null,null,null,null,null,null,null,null,null,null,null,null,null,null,null,null,null,null,{"$f":"IF(I162=\"\",0,I162*HLOOKUP($D162,'2_メイン'!$AC$17:$BB$19,3,FALSE)/1000*$W162)","v":0},{"$f":"IF(J162=\"\",0,J162*HLOOKUP($D162,'2_メイン'!$AC$17:$BB$19,3,FALSE)/1000*$W162)","v":0},{"$f":"IF(K162=\"\",0,K162*HLOOKUP($D162,'2_メイン'!$AC$17:$BB$19,3,FALSE)/1000*$W162)","v":0},{"$f":"IF(L162=\"\",0,L162*HLOOKUP($D162,'2_メイン'!$AC$17:$BB$19,3,FALSE)/1000*$W162)","v":0},{"$f":"IF(M162=\"\",0,M162*HLOOKUP($D162,'2_メイン'!$AC$17:$BB$19,3,FALSE)/1000*$W162)","v":0},{"$f":"IF(N162=\"\",0,N162*HLOOKUP($D162,'2_メイン'!$AC$17:$BB$19,3,FALSE)/1000*$W162)","v":0},{"$f":"IF(O162=\"\",0,O162*HLOOKUP($D162,'2_メイン'!$AC$17:$BB$19,3,FALSE)/1000*$W162)","v":0},{"$f":"IF(P162=\"\",0,P162*HLOOKUP($D162,'2_メイン'!$AC$17:$BB$19,3,FALSE)/1000*$W162)","v":0},{"$f":"IF(Q162=\"\",0,Q162*HLOOKUP($D162,'2_メイン'!$AC$17:$BB$19,3,FALSE)/1000*$W162)","v":0},{"$f":"IF(R162=\"\",0,R162*HLOOKUP($D162,'2_メイン'!$AC$17:$BB$19,3,FALSE)/1000*$W162)","v":0},{"$f":"IF(S162=\"\",0,S162*HLOOKUP($D162,'2_メイン'!$AC$17:$BB$19,3,FALSE)/1000*$W162)","v":0},{"$f":"IF(T162=\"\",0,T162*HLOOKUP($D162,'2_メイン'!$AC$17:$BB$19,3,FALSE)/1000*$W162)","v":0},null,null,{"$f":"IF(I162=\"\",0,I162*HLOOKUP($D162,'2_メイン'!$AC$17:$BB$20,4,FALSE)*$W162)","v":0},{"$f":"IF(J162=\"\",0,J162*HLOOKUP($D162,'2_メイン'!$AC$17:$BB$20,4,FALSE)*$W162)","v":0},{"$f":"IF(K162=\"\",0,K162*HLOOKUP($D162,'2_メイン'!$AC$17:$BB$20,4,FALSE)*$W162)","v":0},{"$f":"IF(L162=\"\",0,L162*HLOOKUP($D162,'2_メイン'!$AC$17:$BB$20,4,FALSE)*$W162)","v":0},{"$f":"IF(M162=\"\",0,M162*HLOOKUP($D162,'2_メイン'!$AC$17:$BB$20,4,FALSE)*$W162)","v":0},{"$f":"IF(N162=\"\",0,N162*HLOOKUP($D162,'2_メイン'!$AC$17:$BB$20,4,FALSE)*$W162)","v":0},{"$f":"IF(O162=\"\",0,O162*HLOOKUP($D162,'2_メイン'!$AC$17:$BB$20,4,FALSE)*$W162)","v":0},{"$f":"IF(P162=\"\",0,P162*HLOOKUP($D162,'2_メイン'!$AC$17:$BB$20,4,FALSE)*$W162)","v":0},{"$f":"IF(Q162=\"\",0,Q162*HLOOKUP($D162,'2_メイン'!$AC$17:$BB$20,4,FALSE)*$W162)","v":0},{"$f":"IF(R162=\"\",0,R162*HLOOKUP($D162,'2_メイン'!$AC$17:$BB$20,4,FALSE)*$W162)","v":0},{"$f":"IF(S162=\"\",0,S162*HLOOKUP($D162,'2_メイン'!$AC$17:$BB$20,4,FALSE)*$W162)","v":0},{"$f":"IF(T162=\"\",0,T162*HLOOKUP($D162,'2_メイン'!$AC$17:$BB$20,4,FALSE)*$W162)","v":0}]
[null,153,null,null,null,null,"",null,null,null,null,null,null,null,null,null,null,null,null,null,null,{"$f":"IF(U163=\"\",\"\",U163*HLOOKUP(D163,'2_メイン'!$AC$17:$BB$19,3,FALSE)/1000)","v":""},1,null,null,null,null,null,null,null,null,null,null,null,null,null,null,null,null,null,null,null,null,null,null,{"$f":"IF(I163=\"\",0,I163*HLOOKUP($D163,'2_メイン'!$AC$17:$BB$19,3,FALSE)/1000*$W163)","v":0},{"$f":"IF(J163=\"\",0,J163*HLOOKUP($D163,'2_メイン'!$AC$17:$BB$19,3,FALSE)/1000*$W163)","v":0},{"$f":"IF(K163=\"\",0,K163*HLOOKUP($D163,'2_メイン'!$AC$17:$BB$19,3,FALSE)/1000*$W163)","v":0},{"$f":"IF(L163=\"\",0,L163*HLOOKUP($D163,'2_メイン'!$AC$17:$BB$19,3,FALSE)/1000*$W163)","v":0},{"$f":"IF(M163=\"\",0,M163*HLOOKUP($D163,'2_メイン'!$AC$17:$BB$19,3,FALSE)/1000*$W163)","v":0},{"$f":"IF(N163=\"\",0,N163*HLOOKUP($D163,'2_メイン'!$AC$17:$BB$19,3,FALSE)/1000*$W163)","v":0},{"$f":"IF(O163=\"\",0,O163*HLOOKUP($D163,'2_メイン'!$AC$17:$BB$19,3,FALSE)/1000*$W163)","v":0},{"$f":"IF(P163=\"\",0,P163*HLOOKUP($D163,'2_メイン'!$AC$17:$BB$19,3,FALSE)/1000*$W163)","v":0},{"$f":"IF(Q163=\"\",0,Q163*HLOOKUP($D163,'2_メイン'!$AC$17:$BB$19,3,FALSE)/1000*$W163)","v":0},{"$f":"IF(R163=\"\",0,R163*HLOOKUP($D163,'2_メイン'!$AC$17:$BB$19,3,FALSE)/1000*$W163)","v":0},{"$f":"IF(S163=\"\",0,S163*HLOOKUP($D163,'2_メイン'!$AC$17:$BB$19,3,FALSE)/1000*$W163)","v":0},{"$f":"IF(T163=\"\",0,T163*HLOOKUP($D163,'2_メイン'!$AC$17:$BB$19,3,FALSE)/1000*$W163)","v":0},null,null,{"$f":"IF(I163=\"\",0,I163*HLOOKUP($D163,'2_メイン'!$AC$17:$BB$20,4,FALSE)*$W163)","v":0},{"$f":"IF(J163=\"\",0,J163*HLOOKUP($D163,'2_メイン'!$AC$17:$BB$20,4,FALSE)*$W163)","v":0},{"$f":"IF(K163=\"\",0,K163*HLOOKUP($D163,'2_メイン'!$AC$17:$BB$20,4,FALSE)*$W163)","v":0},{"$f":"IF(L163=\"\",0,L163*HLOOKUP($D163,'2_メイン'!$AC$17:$BB$20,4,FALSE)*$W163)","v":0},{"$f":"IF(M163=\"\",0,M163*HLOOKUP($D163,'2_メイン'!$AC$17:$BB$20,4,FALSE)*$W163)","v":0},{"$f":"IF(N163=\"\",0,N163*HLOOKUP($D163,'2_メイン'!$AC$17:$BB$20,4,FALSE)*$W163)","v":0},{"$f":"IF(O163=\"\",0,O163*HLOOKUP($D163,'2_メイン'!$AC$17:$BB$20,4,FALSE)*$W163)","v":0},{"$f":"IF(P163=\"\",0,P163*HLOOKUP($D163,'2_メイン'!$AC$17:$BB$20,4,FALSE)*$W163)","v":0},{"$f":"IF(Q163=\"\",0,Q163*HLOOKUP($D163,'2_メイン'!$AC$17:$BB$20,4,FALSE)*$W163)","v":0},{"$f":"IF(R163=\"\",0,R163*HLOOKUP($D163,'2_メイン'!$AC$17:$BB$20,4,FALSE)*$W163)","v":0},{"$f":"IF(S163=\"\",0,S163*HLOOKUP($D163,'2_メイン'!$AC$17:$BB$20,4,FALSE)*$W163)","v":0},{"$f":"IF(T163=\"\",0,T163*HLOOKUP($D163,'2_メイン'!$AC$17:$BB$20,4,FALSE)*$W163)","v":0}]
[null,154,null,null,null,null,"",null,null,null,null,null,null,null,null,null,null,null,null,null,null,{"$f":"IF(U164=\"\",\"\",U164*HLOOKUP(D164,'2_メイン'!$AC$17:$BB$19,3,FALSE)/1000)","v":""},1,null,null,null,null,null,null,null,null,null,null,null,null,null,null,null,null,null,null,null,null,null,null,{"$f":"IF(I164=\"\",0,I164*HLOOKUP($D164,'2_メイン'!$AC$17:$BB$19,3,FALSE)/1000*$W164)","v":0},{"$f":"IF(J164=\"\",0,J164*HLOOKUP($D164,'2_メイン'!$AC$17:$BB$19,3,FALSE)/1000*$W164)","v":0},{"$f":"IF(K164=\"\",0,K164*HLOOKUP($D164,'2_メイン'!$AC$17:$BB$19,3,FALSE)/1000*$W164)","v":0},{"$f":"IF(L164=\"\",0,L164*HLOOKUP($D164,'2_メイン'!$AC$17:$BB$19,3,FALSE)/1000*$W164)","v":0},{"$f":"IF(M164=\"\",0,M164*HLOOKUP($D164,'2_メイン'!$AC$17:$BB$19,3,FALSE)/1000*$W164)","v":0},{"$f":"IF(N164=\"\",0,N164*HLOOKUP($D164,'2_メイン'!$AC$17:$BB$19,3,FALSE)/1000*$W164)","v":0},{"$f":"IF(O164=\"\",0,O164*HLOOKUP($D164,'2_メイン'!$AC$17:$BB$19,3,FALSE)/1000*$W164)","v":0},{"$f":"IF(P164=\"\",0,P164*HLOOKUP($D164,'2_メイン'!$AC$17:$BB$19,3,FALSE)/1000*$W164)","v":0},{"$f":"IF(Q164=\"\",0,Q164*HLOOKUP($D164,'2_メイン'!$AC$17:$BB$19,3,FALSE)/1000*$W164)","v":0},{"$f":"IF(R164=\"\",0,R164*HLOOKUP($D164,'2_メイン'!$AC$17:$BB$19,3,FALSE)/1000*$W164)","v":0},{"$f":"IF(S164=\"\",0,S164*HLOOKUP($D164,'2_メイン'!$AC$17:$BB$19,3,FALSE)/1000*$W164)","v":0},{"$f":"IF(T164=\"\",0,T164*HLOOKUP($D164,'2_メイン'!$AC$17:$BB$19,3,FALSE)/1000*$W164)","v":0},null,null,{"$f":"IF(I164=\"\",0,I164*HLOOKUP($D164,'2_メイン'!$AC$17:$BB$20,4,FALSE)*$W164)","v":0},{"$f":"IF(J164=\"\",0,J164*HLOOKUP($D164,'2_メイン'!$AC$17:$BB$20,4,FALSE)*$W164)","v":0},{"$f":"IF(K164=\"\",0,K164*HLOOKUP($D164,'2_メイン'!$AC$17:$BB$20,4,FALSE)*$W164)","v":0},{"$f":"IF(L164=\"\",0,L164*HLOOKUP($D164,'2_メイン'!$AC$17:$BB$20,4,FALSE)*$W164)","v":0},{"$f":"IF(M164=\"\",0,M164*HLOOKUP($D164,'2_メイン'!$AC$17:$BB$20,4,FALSE)*$W164)","v":0},{"$f":"IF(N164=\"\",0,N164*HLOOKUP($D164,'2_メイン'!$AC$17:$BB$20,4,FALSE)*$W164)","v":0},{"$f":"IF(O164=\"\",0,O164*HLOOKUP($D164,'2_メイン'!$AC$17:$BB$20,4,FALSE)*$W164)","v":0},{"$f":"IF(P164=\"\",0,P164*HLOOKUP($D164,'2_メイン'!$AC$17:$BB$20,4,FALSE)*$W164)","v":0},{"$f":"IF(Q164=\"\",0,Q164*HLOOKUP($D164,'2_メイン'!$AC$17:$BB$20,4,FALSE)*$W164)","v":0},{"$f":"IF(R164=\"\",0,R164*HLOOKUP($D164,'2_メイン'!$AC$17:$BB$20,4,FALSE)*$W164)","v":0},{"$f":"IF(S164=\"\",0,S164*HLOOKUP($D164,'2_メイン'!$AC$17:$BB$20,4,FALSE)*$W164)","v":0},{"$f":"IF(T164=\"\",0,T164*HLOOKUP($D164,'2_メイン'!$AC$17:$BB$20,4,FALSE)*$W164)","v":0}]
[null,155,null,null,null,null,"",null,null,null,null,null,null,null,null,null,null,null,null,null,null,{"$f":"IF(U165=\"\",\"\",U165*HLOOKUP(D165,'2_メイン'!$AC$17:$BB$19,3,FALSE)/1000)","v":""},1,null,null,null,null,null,null,null,null,null,null,null,null,null,null,null,null,null,null,null,null,null,null,{"$f":"IF(I165=\"\",0,I165*HLOOKUP($D165,'2_メイン'!$AC$17:$BB$19,3,FALSE)/1000*$W165)","v":0},{"$f":"IF(J165=\"\",0,J165*HLOOKUP($D165,'2_メイン'!$AC$17:$BB$19,3,FALSE)/1000*$W165)","v":0},{"$f":"IF(K165=\"\",0,K165*HLOOKUP($D165,'2_メイン'!$AC$17:$BB$19,3,FALSE)/1000*$W165)","v":0},{"$f":"IF(L165=\"\",0,L165*HLOOKUP($D165,'2_メイン'!$AC$17:$BB$19,3,FALSE)/1000*$W165)","v":0},{"$f":"IF(M165=\"\",0,M165*HLOOKUP($D165,'2_メイン'!$AC$17:$BB$19,3,FALSE)/1000*$W165)","v":0},{"$f":"IF(N165=\"\",0,N165*HLOOKUP($D165,'2_メイン'!$AC$17:$BB$19,3,FALSE)/1000*$W165)","v":0},{"$f":"IF(O165=\"\",0,O165*HLOOKUP($D165,'2_メイン'!$AC$17:$BB$19,3,FALSE)/1000*$W165)","v":0},{"$f":"IF(P165=\"\",0,P165*HLOOKUP($D165,'2_メイン'!$AC$17:$BB$19,3,FALSE)/1000*$W165)","v":0},{"$f":"IF(Q165=\"\",0,Q165*HLOOKUP($D165,'2_メイン'!$AC$17:$BB$19,3,FALSE)/1000*$W165)","v":0},{"$f":"IF(R165=\"\",0,R165*HLOOKUP($D165,'2_メイン'!$AC$17:$BB$19,3,FALSE)/1000*$W165)","v":0},{"$f":"IF(S165=\"\",0,S165*HLOOKUP($D165,'2_メイン'!$AC$17:$BB$19,3,FALSE)/1000*$W165)","v":0},{"$f":"IF(T165=\"\",0,T165*HLOOKUP($D165,'2_メイン'!$AC$17:$BB$19,3,FALSE)/1000*$W165)","v":0},null,null,{"$f":"IF(I165=\"\",0,I165*HLOOKUP($D165,'2_メイン'!$AC$17:$BB$20,4,FALSE)*$W165)","v":0},{"$f":"IF(J165=\"\",0,J165*HLOOKUP($D165,'2_メイン'!$AC$17:$BB$20,4,FALSE)*$W165)","v":0},{"$f":"IF(K165=\"\",0,K165*HLOOKUP($D165,'2_メイン'!$AC$17:$BB$20,4,FALSE)*$W165)","v":0},{"$f":"IF(L165=\"\",0,L165*HLOOKUP($D165,'2_メイン'!$AC$17:$BB$20,4,FALSE)*$W165)","v":0},{"$f":"IF(M165=\"\",0,M165*HLOOKUP($D165,'2_メイン'!$AC$17:$BB$20,4,FALSE)*$W165)","v":0},{"$f":"IF(N165=\"\",0,N165*HLOOKUP($D165,'2_メイン'!$AC$17:$BB$20,4,FALSE)*$W165)","v":0},{"$f":"IF(O165=\"\",0,O165*HLOOKUP($D165,'2_メイン'!$AC$17:$BB$20,4,FALSE)*$W165)","v":0},{"$f":"IF(P165=\"\",0,P165*HLOOKUP($D165,'2_メイン'!$AC$17:$BB$20,4,FALSE)*$W165)","v":0},{"$f":"IF(Q165=\"\",0,Q165*HLOOKUP($D165,'2_メイン'!$AC$17:$BB$20,4,FALSE)*$W165)","v":0},{"$f":"IF(R165=\"\",0,R165*HLOOKUP($D165,'2_メイン'!$AC$17:$BB$20,4,FALSE)*$W165)","v":0},{"$f":"IF(S165=\"\",0,S165*HLOOKUP($D165,'2_メイン'!$AC$17:$BB$20,4,FALSE)*$W165)","v":0},{"$f":"IF(T165=\"\",0,T165*HLOOKUP($D165,'2_メイン'!$AC$17:$BB$20,4,FALSE)*$W165)","v":0}]
[null,156,null,null,null,null,"",null,null,null,null,null,null,null,null,null,null,null,null,null,null,{"$f":"IF(U166=\"\",\"\",U166*HLOOKUP(D166,'2_メイン'!$AC$17:$BB$19,3,FALSE)/1000)","v":""},1,null,null,null,null,null,null,null,null,null,null,null,null,null,null,null,null,null,null,null,null,null,null,{"$f":"IF(I166=\"\",0,I166*HLOOKUP($D166,'2_メイン'!$AC$17:$BB$19,3,FALSE)/1000*$W166)","v":0},{"$f":"IF(J166=\"\",0,J166*HLOOKUP($D166,'2_メイン'!$AC$17:$BB$19,3,FALSE)/1000*$W166)","v":0},{"$f":"IF(K166=\"\",0,K166*HLOOKUP($D166,'2_メイン'!$AC$17:$BB$19,3,FALSE)/1000*$W166)","v":0},{"$f":"IF(L166=\"\",0,L166*HLOOKUP($D166,'2_メイン'!$AC$17:$BB$19,3,FALSE)/1000*$W166)","v":0},{"$f":"IF(M166=\"\",0,M166*HLOOKUP($D166,'2_メイン'!$AC$17:$BB$19,3,FALSE)/1000*$W166)","v":0},{"$f":"IF(N166=\"\",0,N166*HLOOKUP($D166,'2_メイン'!$AC$17:$BB$19,3,FALSE)/1000*$W166)","v":0},{"$f":"IF(O166=\"\",0,O166*HLOOKUP($D166,'2_メイン'!$AC$17:$BB$19,3,FALSE)/1000*$W166)","v":0},{"$f":"IF(P166=\"\",0,P166*HLOOKUP($D166,'2_メイン'!$AC$17:$BB$19,3,FALSE)/1000*$W166)","v":0},{"$f":"IF(Q166=\"\",0,Q166*HLOOKUP($D166,'2_メイン'!$AC$17:$BB$19,3,FALSE)/1000*$W166)","v":0},{"$f":"IF(R166=\"\",0,R166*HLOOKUP($D166,'2_メイン'!$AC$17:$BB$19,3,FALSE)/1000*$W166)","v":0},{"$f":"IF(S166=\"\",0,S166*HLOOKUP($D166,'2_メイン'!$AC$17:$BB$19,3,FALSE)/1000*$W166)","v":0},{"$f":"IF(T166=\"\",0,T166*HLOOKUP($D166,'2_メイン'!$AC$17:$BB$19,3,FALSE)/1000*$W166)","v":0},null,null,{"$f":"IF(I166=\"\",0,I166*HLOOKUP($D166,'2_メイン'!$AC$17:$BB$20,4,FALSE)*$W166)","v":0},{"$f":"IF(J166=\"\",0,J166*HLOOKUP($D166,'2_メイン'!$AC$17:$BB$20,4,FALSE)*$W166)","v":0},{"$f":"IF(K166=\"\",0,K166*HLOOKUP($D166,'2_メイン'!$AC$17:$BB$20,4,FALSE)*$W166)","v":0},{"$f":"IF(L166=\"\",0,L166*HLOOKUP($D166,'2_メイン'!$AC$17:$BB$20,4,FALSE)*$W166)","v":0},{"$f":"IF(M166=\"\",0,M166*HLOOKUP($D166,'2_メイン'!$AC$17:$BB$20,4,FALSE)*$W166)","v":0},{"$f":"IF(N166=\"\",0,N166*HLOOKUP($D166,'2_メイン'!$AC$17:$BB$20,4,FALSE)*$W166)","v":0},{"$f":"IF(O166=\"\",0,O166*HLOOKUP($D166,'2_メイン'!$AC$17:$BB$20,4,FALSE)*$W166)","v":0},{"$f":"IF(P166=\"\",0,P166*HLOOKUP($D166,'2_メイン'!$AC$17:$BB$20,4,FALSE)*$W166)","v":0},{"$f":"IF(Q166=\"\",0,Q166*HLOOKUP($D166,'2_メイン'!$AC$17:$BB$20,4,FALSE)*$W166)","v":0},{"$f":"IF(R166=\"\",0,R166*HLOOKUP($D166,'2_メイン'!$AC$17:$BB$20,4,FALSE)*$W166)","v":0},{"$f":"IF(S166=\"\",0,S166*HLOOKUP($D166,'2_メイン'!$AC$17:$BB$20,4,FALSE)*$W166)","v":0},{"$f":"IF(T166=\"\",0,T166*HLOOKUP($D166,'2_メイン'!$AC$17:$BB$20,4,FALSE)*$W166)","v":0}]
[null,157,null,null,null,null,"",null,null,null,null,null,null,null,null,null,null,null,null,null,null,{"$f":"IF(U167=\"\",\"\",U167*HLOOKUP(D167,'2_メイン'!$AC$17:$BB$19,3,FALSE)/1000)","v":""},1,null,null,null,null,null,null,null,null,null,null,null,null,null,null,null,null,null,null,null,null,null,null,{"$f":"IF(I167=\"\",0,I167*HLOOKUP($D167,'2_メイン'!$AC$17:$BB$19,3,FALSE)/1000*$W167)","v":0},{"$f":"IF(J167=\"\",0,J167*HLOOKUP($D167,'2_メイン'!$AC$17:$BB$19,3,FALSE)/1000*$W167)","v":0},{"$f":"IF(K167=\"\",0,K167*HLOOKUP($D167,'2_メイン'!$AC$17:$BB$19,3,FALSE)/1000*$W167)","v":0},{"$f":"IF(L167=\"\",0,L167*HLOOKUP($D167,'2_メイン'!$AC$17:$BB$19,3,FALSE)/1000*$W167)","v":0},{"$f":"IF(M167=\"\",0,M167*HLOOKUP($D167,'2_メイン'!$AC$17:$BB$19,3,FALSE)/1000*$W167)","v":0},{"$f":"IF(N167=\"\",0,N167*HLOOKUP($D167,'2_メイン'!$AC$17:$BB$19,3,FALSE)/1000*$W167)","v":0},{"$f":"IF(O167=\"\",0,O167*HLOOKUP($D167,'2_メイン'!$AC$17:$BB$19,3,FALSE)/1000*$W167)","v":0},{"$f":"IF(P167=\"\",0,P167*HLOOKUP($D167,'2_メイン'!$AC$17:$BB$19,3,FALSE)/1000*$W167)","v":0},{"$f":"IF(Q167=\"\",0,Q167*HLOOKUP($D167,'2_メイン'!$AC$17:$BB$19,3,FALSE)/1000*$W167)","v":0},{"$f":"IF(R167=\"\",0,R167*HLOOKUP($D167,'2_メイン'!$AC$17:$BB$19,3,FALSE)/1000*$W167)","v":0},{"$f":"IF(S167=\"\",0,S167*HLOOKUP($D167,'2_メイン'!$AC$17:$BB$19,3,FALSE)/1000*$W167)","v":0},{"$f":"IF(T167=\"\",0,T167*HLOOKUP($D167,'2_メイン'!$AC$17:$BB$19,3,FALSE)/1000*$W167)","v":0},null,null,{"$f":"IF(I167=\"\",0,I167*HLOOKUP($D167,'2_メイン'!$AC$17:$BB$20,4,FALSE)*$W167)","v":0},{"$f":"IF(J167=\"\",0,J167*HLOOKUP($D167,'2_メイン'!$AC$17:$BB$20,4,FALSE)*$W167)","v":0},{"$f":"IF(K167=\"\",0,K167*HLOOKUP($D167,'2_メイン'!$AC$17:$BB$20,4,FALSE)*$W167)","v":0},{"$f":"IF(L167=\"\",0,L167*HLOOKUP($D167,'2_メイン'!$AC$17:$BB$20,4,FALSE)*$W167)","v":0},{"$f":"IF(M167=\"\",0,M167*HLOOKUP($D167,'2_メイン'!$AC$17:$BB$20,4,FALSE)*$W167)","v":0},{"$f":"IF(N167=\"\",0,N167*HLOOKUP($D167,'2_メイン'!$AC$17:$BB$20,4,FALSE)*$W167)","v":0},{"$f":"IF(O167=\"\",0,O167*HLOOKUP($D167,'2_メイン'!$AC$17:$BB$20,4,FALSE)*$W167)","v":0},{"$f":"IF(P167=\"\",0,P167*HLOOKUP($D167,'2_メイン'!$AC$17:$BB$20,4,FALSE)*$W167)","v":0},{"$f":"IF(Q167=\"\",0,Q167*HLOOKUP($D167,'2_メイン'!$AC$17:$BB$20,4,FALSE)*$W167)","v":0},{"$f":"IF(R167=\"\",0,R167*HLOOKUP($D167,'2_メイン'!$AC$17:$BB$20,4,FALSE)*$W167)","v":0},{"$f":"IF(S167=\"\",0,S167*HLOOKUP($D167,'2_メイン'!$AC$17:$BB$20,4,FALSE)*$W167)","v":0},{"$f":"IF(T167=\"\",0,T167*HLOOKUP($D167,'2_メイン'!$AC$17:$BB$20,4,FALSE)*$W167)","v":0}]
[null,158,null,null,null,null,"",null,null,null,null,null,null,null,null,null,null,null,null,null,null,{"$f":"IF(U168=\"\",\"\",U168*HLOOKUP(D168,'2_メイン'!$AC$17:$BB$19,3,FALSE)/1000)","v":""},1,null,null,null,null,null,null,null,null,null,null,null,null,null,null,null,null,null,null,null,null,null,null,{"$f":"IF(I168=\"\",0,I168*HLOOKUP($D168,'2_メイン'!$AC$17:$BB$19,3,FALSE)/1000*$W168)","v":0},{"$f":"IF(J168=\"\",0,J168*HLOOKUP($D168,'2_メイン'!$AC$17:$BB$19,3,FALSE)/1000*$W168)","v":0},{"$f":"IF(K168=\"\",0,K168*HLOOKUP($D168,'2_メイン'!$AC$17:$BB$19,3,FALSE)/1000*$W168)","v":0},{"$f":"IF(L168=\"\",0,L168*HLOOKUP($D168,'2_メイン'!$AC$17:$BB$19,3,FALSE)/1000*$W168)","v":0},{"$f":"IF(M168=\"\",0,M168*HLOOKUP($D168,'2_メイン'!$AC$17:$BB$19,3,FALSE)/1000*$W168)","v":0},{"$f":"IF(N168=\"\",0,N168*HLOOKUP($D168,'2_メイン'!$AC$17:$BB$19,3,FALSE)/1000*$W168)","v":0},{"$f":"IF(O168=\"\",0,O168*HLOOKUP($D168,'2_メイン'!$AC$17:$BB$19,3,FALSE)/1000*$W168)","v":0},{"$f":"IF(P168=\"\",0,P168*HLOOKUP($D168,'2_メイン'!$AC$17:$BB$19,3,FALSE)/1000*$W168)","v":0},{"$f":"IF(Q168=\"\",0,Q168*HLOOKUP($D168,'2_メイン'!$AC$17:$BB$19,3,FALSE)/1000*$W168)","v":0},{"$f":"IF(R168=\"\",0,R168*HLOOKUP($D168,'2_メイン'!$AC$17:$BB$19,3,FALSE)/1000*$W168)","v":0},{"$f":"IF(S168=\"\",0,S168*HLOOKUP($D168,'2_メイン'!$AC$17:$BB$19,3,FALSE)/1000*$W168)","v":0},{"$f":"IF(T168=\"\",0,T168*HLOOKUP($D168,'2_メイン'!$AC$17:$BB$19,3,FALSE)/1000*$W168)","v":0},null,null,{"$f":"IF(I168=\"\",0,I168*HLOOKUP($D168,'2_メイン'!$AC$17:$BB$20,4,FALSE)*$W168)","v":0},{"$f":"IF(J168=\"\",0,J168*HLOOKUP($D168,'2_メイン'!$AC$17:$BB$20,4,FALSE)*$W168)","v":0},{"$f":"IF(K168=\"\",0,K168*HLOOKUP($D168,'2_メイン'!$AC$17:$BB$20,4,FALSE)*$W168)","v":0},{"$f":"IF(L168=\"\",0,L168*HLOOKUP($D168,'2_メイン'!$AC$17:$BB$20,4,FALSE)*$W168)","v":0},{"$f":"IF(M168=\"\",0,M168*HLOOKUP($D168,'2_メイン'!$AC$17:$BB$20,4,FALSE)*$W168)","v":0},{"$f":"IF(N168=\"\",0,N168*HLOOKUP($D168,'2_メイン'!$AC$17:$BB$20,4,FALSE)*$W168)","v":0},{"$f":"IF(O168=\"\",0,O168*HLOOKUP($D168,'2_メイン'!$AC$17:$BB$20,4,FALSE)*$W168)","v":0},{"$f":"IF(P168=\"\",0,P168*HLOOKUP($D168,'2_メイン'!$AC$17:$BB$20,4,FALSE)*$W168)","v":0},{"$f":"IF(Q168=\"\",0,Q168*HLOOKUP($D168,'2_メイン'!$AC$17:$BB$20,4,FALSE)*$W168)","v":0},{"$f":"IF(R168=\"\",0,R168*HLOOKUP($D168,'2_メイン'!$AC$17:$BB$20,4,FALSE)*$W168)","v":0},{"$f":"IF(S168=\"\",0,S168*HLOOKUP($D168,'2_メイン'!$AC$17:$BB$20,4,FALSE)*$W168)","v":0},{"$f":"IF(T168=\"\",0,T168*HLOOKUP($D168,'2_メイン'!$AC$17:$BB$20,4,FALSE)*$W168)","v":0}]
[null,159,null,null,null,null,"",null,null,null,null,null,null,null,null,null,null,null,null,null,null,{"$f":"IF(U169=\"\",\"\",U169*HLOOKUP(D169,'2_メイン'!$AC$17:$BB$19,3,FALSE)/1000)","v":""},1,null,null,null,null,null,null,null,null,null,null,null,null,null,null,null,null,null,null,null,null,null,null,{"$f":"IF(I169=\"\",0,I169*HLOOKUP($D169,'2_メイン'!$AC$17:$BB$19,3,FALSE)/1000*$W169)","v":0},{"$f":"IF(J169=\"\",0,J169*HLOOKUP($D169,'2_メイン'!$AC$17:$BB$19,3,FALSE)/1000*$W169)","v":0},{"$f":"IF(K169=\"\",0,K169*HLOOKUP($D169,'2_メイン'!$AC$17:$BB$19,3,FALSE)/1000*$W169)","v":0},{"$f":"IF(L169=\"\",0,L169*HLOOKUP($D169,'2_メイン'!$AC$17:$BB$19,3,FALSE)/1000*$W169)","v":0},{"$f":"IF(M169=\"\",0,M169*HLOOKUP($D169,'2_メイン'!$AC$17:$BB$19,3,FALSE)/1000*$W169)","v":0},{"$f":"IF(N169=\"\",0,N169*HLOOKUP($D169,'2_メイン'!$AC$17:$BB$19,3,FALSE)/1000*$W169)","v":0},{"$f":"IF(O169=\"\",0,O169*HLOOKUP($D169,'2_メイン'!$AC$17:$BB$19,3,FALSE)/1000*$W169)","v":0},{"$f":"IF(P169=\"\",0,P169*HLOOKUP($D169,'2_メイン'!$AC$17:$BB$19,3,FALSE)/1000*$W169)","v":0},{"$f":"IF(Q169=\"\",0,Q169*HLOOKUP($D169,'2_メイン'!$AC$17:$BB$19,3,FALSE)/1000*$W169)","v":0},{"$f":"IF(R169=\"\",0,R169*HLOOKUP($D169,'2_メイン'!$AC$17:$BB$19,3,FALSE)/1000*$W169)","v":0},{"$f":"IF(S169=\"\",0,S169*HLOOKUP($D169,'2_メイン'!$AC$17:$BB$19,3,FALSE)/1000*$W169)","v":0},{"$f":"IF(T169=\"\",0,T169*HLOOKUP($D169,'2_メイン'!$AC$17:$BB$19,3,FALSE)/1000*$W169)","v":0},null,null,{"$f":"IF(I169=\"\",0,I169*HLOOKUP($D169,'2_メイン'!$AC$17:$BB$20,4,FALSE)*$W169)","v":0},{"$f":"IF(J169=\"\",0,J169*HLOOKUP($D169,'2_メイン'!$AC$17:$BB$20,4,FALSE)*$W169)","v":0},{"$f":"IF(K169=\"\",0,K169*HLOOKUP($D169,'2_メイン'!$AC$17:$BB$20,4,FALSE)*$W169)","v":0},{"$f":"IF(L169=\"\",0,L169*HLOOKUP($D169,'2_メイン'!$AC$17:$BB$20,4,FALSE)*$W169)","v":0},{"$f":"IF(M169=\"\",0,M169*HLOOKUP($D169,'2_メイン'!$AC$17:$BB$20,4,FALSE)*$W169)","v":0},{"$f":"IF(N169=\"\",0,N169*HLOOKUP($D169,'2_メイン'!$AC$17:$BB$20,4,FALSE)*$W169)","v":0},{"$f":"IF(O169=\"\",0,O169*HLOOKUP($D169,'2_メイン'!$AC$17:$BB$20,4,FALSE)*$W169)","v":0},{"$f":"IF(P169=\"\",0,P169*HLOOKUP($D169,'2_メイン'!$AC$17:$BB$20,4,FALSE)*$W169)","v":0},{"$f":"IF(Q169=\"\",0,Q169*HLOOKUP($D169,'2_メイン'!$AC$17:$BB$20,4,FALSE)*$W169)","v":0},{"$f":"IF(R169=\"\",0,R169*HLOOKUP($D169,'2_メイン'!$AC$17:$BB$20,4,FALSE)*$W169)","v":0},{"$f":"IF(S169=\"\",0,S169*HLOOKUP($D169,'2_メイン'!$AC$17:$BB$20,4,FALSE)*$W169)","v":0},{"$f":"IF(T169=\"\",0,T169*HLOOKUP($D169,'2_メイン'!$AC$17:$BB$20,4,FALSE)*$W169)","v":0}]
[null,160,null,null,null,null,"",null,null,null,null,null,null,null,null,null,null,null,null,null,null,{"$f":"IF(U170=\"\",\"\",U170*HLOOKUP(D170,'2_メイン'!$AC$17:$BB$19,3,FALSE)/1000)","v":""},1,null,null,null,null,null,null,null,null,null,null,null,null,null,null,null,null,null,null,null,null,null,null,{"$f":"IF(I170=\"\",0,I170*HLOOKUP($D170,'2_メイン'!$AC$17:$BB$19,3,FALSE)/1000*$W170)","v":0},{"$f":"IF(J170=\"\",0,J170*HLOOKUP($D170,'2_メイン'!$AC$17:$BB$19,3,FALSE)/1000*$W170)","v":0},{"$f":"IF(K170=\"\",0,K170*HLOOKUP($D170,'2_メイン'!$AC$17:$BB$19,3,FALSE)/1000*$W170)","v":0},{"$f":"IF(L170=\"\",0,L170*HLOOKUP($D170,'2_メイン'!$AC$17:$BB$19,3,FALSE)/1000*$W170)","v":0},{"$f":"IF(M170=\"\",0,M170*HLOOKUP($D170,'2_メイン'!$AC$17:$BB$19,3,FALSE)/1000*$W170)","v":0},{"$f":"IF(N170=\"\",0,N170*HLOOKUP($D170,'2_メイン'!$AC$17:$BB$19,3,FALSE)/1000*$W170)","v":0},{"$f":"IF(O170=\"\",0,O170*HLOOKUP($D170,'2_メイン'!$AC$17:$BB$19,3,FALSE)/1000*$W170)","v":0},{"$f":"IF(P170=\"\",0,P170*HLOOKUP($D170,'2_メイン'!$AC$17:$BB$19,3,FALSE)/1000*$W170)","v":0},{"$f":"IF(Q170=\"\",0,Q170*HLOOKUP($D170,'2_メイン'!$AC$17:$BB$19,3,FALSE)/1000*$W170)","v":0},{"$f":"IF(R170=\"\",0,R170*HLOOKUP($D170,'2_メイン'!$AC$17:$BB$19,3,FALSE)/1000*$W170)","v":0},{"$f":"IF(S170=\"\",0,S170*HLOOKUP($D170,'2_メイン'!$AC$17:$BB$19,3,FALSE)/1000*$W170)","v":0},{"$f":"IF(T170=\"\",0,T170*HLOOKUP($D170,'2_メイン'!$AC$17:$BB$19,3,FALSE)/1000*$W170)","v":0},null,null,{"$f":"IF(I170=\"\",0,I170*HLOOKUP($D170,'2_メイン'!$AC$17:$BB$20,4,FALSE)*$W170)","v":0},{"$f":"IF(J170=\"\",0,J170*HLOOKUP($D170,'2_メイン'!$AC$17:$BB$20,4,FALSE)*$W170)","v":0},{"$f":"IF(K170=\"\",0,K170*HLOOKUP($D170,'2_メイン'!$AC$17:$BB$20,4,FALSE)*$W170)","v":0},{"$f":"IF(L170=\"\",0,L170*HLOOKUP($D170,'2_メイン'!$AC$17:$BB$20,4,FALSE)*$W170)","v":0},{"$f":"IF(M170=\"\",0,M170*HLOOKUP($D170,'2_メイン'!$AC$17:$BB$20,4,FALSE)*$W170)","v":0},{"$f":"IF(N170=\"\",0,N170*HLOOKUP($D170,'2_メイン'!$AC$17:$BB$20,4,FALSE)*$W170)","v":0},{"$f":"IF(O170=\"\",0,O170*HLOOKUP($D170,'2_メイン'!$AC$17:$BB$20,4,FALSE)*$W170)","v":0},{"$f":"IF(P170=\"\",0,P170*HLOOKUP($D170,'2_メイン'!$AC$17:$BB$20,4,FALSE)*$W170)","v":0},{"$f":"IF(Q170=\"\",0,Q170*HLOOKUP($D170,'2_メイン'!$AC$17:$BB$20,4,FALSE)*$W170)","v":0},{"$f":"IF(R170=\"\",0,R170*HLOOKUP($D170,'2_メイン'!$AC$17:$BB$20,4,FALSE)*$W170)","v":0},{"$f":"IF(S170=\"\",0,S170*HLOOKUP($D170,'2_メイン'!$AC$17:$BB$20,4,FALSE)*$W170)","v":0},{"$f":"IF(T170=\"\",0,T170*HLOOKUP($D170,'2_メイン'!$AC$17:$BB$20,4,FALSE)*$W170)","v":0}]
[null,161,null,null,null,null,{"$f":"IF(D171=\"\",\"\",HLOOKUP(D171,$BQ$1:$CP$2,2,FALSE))","v":""},null,null,null,null,null,null,null,null,null,null,null,null,null,null,{"$f":"IF(U171=\"\",\"\",U171*HLOOKUP(D171,'2_メイン'!$AC$17:$BB$19,3,FALSE)/1000)","v":""},1,null,null,null,null,null,null,null,null,null,null,null,null,null,null,null,null,null,null,null,null,null,null,{"$f":"IF(I171=\"\",0,I171*HLOOKUP($D171,'2_メイン'!$AC$17:$BB$19,3,FALSE)/1000*$W171)","v":0},{"$f":"IF(J171=\"\",0,J171*HLOOKUP($D171,'2_メイン'!$AC$17:$BB$19,3,FALSE)/1000*$W171)","v":0},{"$f":"IF(K171=\"\",0,K171*HLOOKUP($D171,'2_メイン'!$AC$17:$BB$19,3,FALSE)/1000*$W171)","v":0},{"$f":"IF(L171=\"\",0,L171*HLOOKUP($D171,'2_メイン'!$AC$17:$BB$19,3,FALSE)/1000*$W171)","v":0},{"$f":"IF(M171=\"\",0,M171*HLOOKUP($D171,'2_メイン'!$AC$17:$BB$19,3,FALSE)/1000*$W171)","v":0},{"$f":"IF(N171=\"\",0,N171*HLOOKUP($D171,'2_メイン'!$AC$17:$BB$19,3,FALSE)/1000*$W171)","v":0},{"$f":"IF(O171=\"\",0,O171*HLOOKUP($D171,'2_メイン'!$AC$17:$BB$19,3,FALSE)/1000*$W171)","v":0},{"$f":"IF(P171=\"\",0,P171*HLOOKUP($D171,'2_メイン'!$AC$17:$BB$19,3,FALSE)/1000*$W171)","v":0},{"$f":"IF(Q171=\"\",0,Q171*HLOOKUP($D171,'2_メイン'!$AC$17:$BB$19,3,FALSE)/1000*$W171)","v":0},{"$f":"IF(R171=\"\",0,R171*HLOOKUP($D171,'2_メイン'!$AC$17:$BB$19,3,FALSE)/1000*$W171)","v":0},{"$f":"IF(S171=\"\",0,S171*HLOOKUP($D171,'2_メイン'!$AC$17:$BB$19,3,FALSE)/1000*$W171)","v":0},{"$f":"IF(T171=\"\",0,T171*HLOOKUP($D171,'2_メイン'!$AC$17:$BB$19,3,FALSE)/1000*$W171)","v":0},null,null,{"$f":"IF(I171=\"\",0,I171*HLOOKUP($D171,'2_メイン'!$AC$17:$BB$20,4,FALSE)*$W171)","v":0},{"$f":"IF(J171=\"\",0,J171*HLOOKUP($D171,'2_メイン'!$AC$17:$BB$20,4,FALSE)*$W171)","v":0},{"$f":"IF(K171=\"\",0,K171*HLOOKUP($D171,'2_メイン'!$AC$17:$BB$20,4,FALSE)*$W171)","v":0},{"$f":"IF(L171=\"\",0,L171*HLOOKUP($D171,'2_メイン'!$AC$17:$BB$20,4,FALSE)*$W171)","v":0},{"$f":"IF(M171=\"\",0,M171*HLOOKUP($D171,'2_メイン'!$AC$17:$BB$20,4,FALSE)*$W171)","v":0},{"$f":"IF(N171=\"\",0,N171*HLOOKUP($D171,'2_メイン'!$AC$17:$BB$20,4,FALSE)*$W171)","v":0},{"$f":"IF(O171=\"\",0,O171*HLOOKUP($D171,'2_メイン'!$AC$17:$BB$20,4,FALSE)*$W171)","v":0},{"$f":"IF(P171=\"\",0,P171*HLOOKUP($D171,'2_メイン'!$AC$17:$BB$20,4,FALSE)*$W171)","v":0},{"$f":"IF(Q171=\"\",0,Q171*HLOOKUP($D171,'2_メイン'!$AC$17:$BB$20,4,FALSE)*$W171)","v":0},{"$f":"IF(R171=\"\",0,R171*HLOOKUP($D171,'2_メイン'!$AC$17:$BB$20,4,FALSE)*$W171)","v":0},{"$f":"IF(S171=\"\",0,S171*HLOOKUP($D171,'2_メイン'!$AC$17:$BB$20,4,FALSE)*$W171)","v":0},{"$f":"IF(T171=\"\",0,T171*HLOOKUP($D171,'2_メイン'!$AC$17:$BB$20,4,FALSE)*$W171)","v":0}]
[null,162,null,null,null,null,"",null,null,null,null,null,null,null,null,null,null,null,null,null,null,{"$f":"IF(U172=\"\",\"\",U172*HLOOKUP(D172,'2_メイン'!$AC$17:$BB$19,3,FALSE)/1000)","v":""},1,null,null,null,null,null,null,null,null,null,null,null,null,null,null,null,null,null,null,null,null,null,null,{"$f":"IF(I172=\"\",0,I172*HLOOKUP($D172,'2_メイン'!$AC$17:$BB$19,3,FALSE)/1000*$W172)","v":0},{"$f":"IF(J172=\"\",0,J172*HLOOKUP($D172,'2_メイン'!$AC$17:$BB$19,3,FALSE)/1000*$W172)","v":0},{"$f":"IF(K172=\"\",0,K172*HLOOKUP($D172,'2_メイン'!$AC$17:$BB$19,3,FALSE)/1000*$W172)","v":0},{"$f":"IF(L172=\"\",0,L172*HLOOKUP($D172,'2_メイン'!$AC$17:$BB$19,3,FALSE)/1000*$W172)","v":0},{"$f":"IF(M172=\"\",0,M172*HLOOKUP($D172,'2_メイン'!$AC$17:$BB$19,3,FALSE)/1000*$W172)","v":0},{"$f":"IF(N172=\"\",0,N172*HLOOKUP($D172,'2_メイン'!$AC$17:$BB$19,3,FALSE)/1000*$W172)","v":0},{"$f":"IF(O172=\"\",0,O172*HLOOKUP($D172,'2_メイン'!$AC$17:$BB$19,3,FALSE)/1000*$W172)","v":0},{"$f":"IF(P172=\"\",0,P172*HLOOKUP($D172,'2_メイン'!$AC$17:$BB$19,3,FALSE)/1000*$W172)","v":0},{"$f":"IF(Q172=\"\",0,Q172*HLOOKUP($D172,'2_メイン'!$AC$17:$BB$19,3,FALSE)/1000*$W172)","v":0},{"$f":"IF(R172=\"\",0,R172*HLOOKUP($D172,'2_メイン'!$AC$17:$BB$19,3,FALSE)/1000*$W172)","v":0},{"$f":"IF(S172=\"\",0,S172*HLOOKUP($D172,'2_メイン'!$AC$17:$BB$19,3,FALSE)/1000*$W172)","v":0},{"$f":"IF(T172=\"\",0,T172*HLOOKUP($D172,'2_メイン'!$AC$17:$BB$19,3,FALSE)/1000*$W172)","v":0},null,null,{"$f":"IF(I172=\"\",0,I172*HLOOKUP($D172,'2_メイン'!$AC$17:$BB$20,4,FALSE)*$W172)","v":0},{"$f":"IF(J172=\"\",0,J172*HLOOKUP($D172,'2_メイン'!$AC$17:$BB$20,4,FALSE)*$W172)","v":0},{"$f":"IF(K172=\"\",0,K172*HLOOKUP($D172,'2_メイン'!$AC$17:$BB$20,4,FALSE)*$W172)","v":0},{"$f":"IF(L172=\"\",0,L172*HLOOKUP($D172,'2_メイン'!$AC$17:$BB$20,4,FALSE)*$W172)","v":0},{"$f":"IF(M172=\"\",0,M172*HLOOKUP($D172,'2_メイン'!$AC$17:$BB$20,4,FALSE)*$W172)","v":0},{"$f":"IF(N172=\"\",0,N172*HLOOKUP($D172,'2_メイン'!$AC$17:$BB$20,4,FALSE)*$W172)","v":0},{"$f":"IF(O172=\"\",0,O172*HLOOKUP($D172,'2_メイン'!$AC$17:$BB$20,4,FALSE)*$W172)","v":0},{"$f":"IF(P172=\"\",0,P172*HLOOKUP($D172,'2_メイン'!$AC$17:$BB$20,4,FALSE)*$W172)","v":0},{"$f":"IF(Q172=\"\",0,Q172*HLOOKUP($D172,'2_メイン'!$AC$17:$BB$20,4,FALSE)*$W172)","v":0},{"$f":"IF(R172=\"\",0,R172*HLOOKUP($D172,'2_メイン'!$AC$17:$BB$20,4,FALSE)*$W172)","v":0},{"$f":"IF(S172=\"\",0,S172*HLOOKUP($D172,'2_メイン'!$AC$17:$BB$20,4,FALSE)*$W172)","v":0},{"$f":"IF(T172=\"\",0,T172*HLOOKUP($D172,'2_メイン'!$AC$17:$BB$20,4,FALSE)*$W172)","v":0}]
[null,163,null,null,null,null,"",null,null,null,null,null,null,null,null,null,null,null,null,null,null,{"$f":"IF(U173=\"\",\"\",U173*HLOOKUP(D173,'2_メイン'!$AC$17:$BB$19,3,FALSE)/1000)","v":""},1,null,null,null,null,null,null,null,null,null,null,null,null,null,null,null,null,null,null,null,null,null,null,{"$f":"IF(I173=\"\",0,I173*HLOOKUP($D173,'2_メイン'!$AC$17:$BB$19,3,FALSE)/1000*$W173)","v":0},{"$f":"IF(J173=\"\",0,J173*HLOOKUP($D173,'2_メイン'!$AC$17:$BB$19,3,FALSE)/1000*$W173)","v":0},{"$f":"IF(K173=\"\",0,K173*HLOOKUP($D173,'2_メイン'!$AC$17:$BB$19,3,FALSE)/1000*$W173)","v":0},{"$f":"IF(L173=\"\",0,L173*HLOOKUP($D173,'2_メイン'!$AC$17:$BB$19,3,FALSE)/1000*$W173)","v":0},{"$f":"IF(M173=\"\",0,M173*HLOOKUP($D173,'2_メイン'!$AC$17:$BB$19,3,FALSE)/1000*$W173)","v":0},{"$f":"IF(N173=\"\",0,N173*HLOOKUP($D173,'2_メイン'!$AC$17:$BB$19,3,FALSE)/1000*$W173)","v":0},{"$f":"IF(O173=\"\",0,O173*HLOOKUP($D173,'2_メイン'!$AC$17:$BB$19,3,FALSE)/1000*$W173)","v":0},{"$f":"IF(P173=\"\",0,P173*HLOOKUP($D173,'2_メイン'!$AC$17:$BB$19,3,FALSE)/1000*$W173)","v":0},{"$f":"IF(Q173=\"\",0,Q173*HLOOKUP($D173,'2_メイン'!$AC$17:$BB$19,3,FALSE)/1000*$W173)","v":0},{"$f":"IF(R173=\"\",0,R173*HLOOKUP($D173,'2_メイン'!$AC$17:$BB$19,3,FALSE)/1000*$W173)","v":0},{"$f":"IF(S173=\"\",0,S173*HLOOKUP($D173,'2_メイン'!$AC$17:$BB$19,3,FALSE)/1000*$W173)","v":0},{"$f":"IF(T173=\"\",0,T173*HLOOKUP($D173,'2_メイン'!$AC$17:$BB$19,3,FALSE)/1000*$W173)","v":0},null,null,{"$f":"IF(I173=\"\",0,I173*HLOOKUP($D173,'2_メイン'!$AC$17:$BB$20,4,FALSE)*$W173)","v":0},{"$f":"IF(J173=\"\",0,J173*HLOOKUP($D173,'2_メイン'!$AC$17:$BB$20,4,FALSE)*$W173)","v":0},{"$f":"IF(K173=\"\",0,K173*HLOOKUP($D173,'2_メイン'!$AC$17:$BB$20,4,FALSE)*$W173)","v":0},{"$f":"IF(L173=\"\",0,L173*HLOOKUP($D173,'2_メイン'!$AC$17:$BB$20,4,FALSE)*$W173)","v":0},{"$f":"IF(M173=\"\",0,M173*HLOOKUP($D173,'2_メイン'!$AC$17:$BB$20,4,FALSE)*$W173)","v":0},{"$f":"IF(N173=\"\",0,N173*HLOOKUP($D173,'2_メイン'!$AC$17:$BB$20,4,FALSE)*$W173)","v":0},{"$f":"IF(O173=\"\",0,O173*HLOOKUP($D173,'2_メイン'!$AC$17:$BB$20,4,FALSE)*$W173)","v":0},{"$f":"IF(P173=\"\",0,P173*HLOOKUP($D173,'2_メイン'!$AC$17:$BB$20,4,FALSE)*$W173)","v":0},{"$f":"IF(Q173=\"\",0,Q173*HLOOKUP($D173,'2_メイン'!$AC$17:$BB$20,4,FALSE)*$W173)","v":0},{"$f":"IF(R173=\"\",0,R173*HLOOKUP($D173,'2_メイン'!$AC$17:$BB$20,4,FALSE)*$W173)","v":0},{"$f":"IF(S173=\"\",0,S173*HLOOKUP($D173,'2_メイン'!$AC$17:$BB$20,4,FALSE)*$W173)","v":0},{"$f":"IF(T173=\"\",0,T173*HLOOKUP($D173,'2_メイン'!$AC$17:$BB$20,4,FALSE)*$W173)","v":0}]
[null,164,null,null,null,null,"",null,null,null,null,null,null,null,null,null,null,null,null,null,null,{"$f":"IF(U174=\"\",\"\",U174*HLOOKUP(D174,'2_メイン'!$AC$17:$BB$19,3,FALSE)/1000)","v":""},1,null,null,null,null,null,null,null,null,null,null,null,null,null,null,null,null,null,null,null,null,null,null,{"$f":"IF(I174=\"\",0,I174*HLOOKUP($D174,'2_メイン'!$AC$17:$BB$19,3,FALSE)/1000*$W174)","v":0},{"$f":"IF(J174=\"\",0,J174*HLOOKUP($D174,'2_メイン'!$AC$17:$BB$19,3,FALSE)/1000*$W174)","v":0},{"$f":"IF(K174=\"\",0,K174*HLOOKUP($D174,'2_メイン'!$AC$17:$BB$19,3,FALSE)/1000*$W174)","v":0},{"$f":"IF(L174=\"\",0,L174*HLOOKUP($D174,'2_メイン'!$AC$17:$BB$19,3,FALSE)/1000*$W174)","v":0},{"$f":"IF(M174=\"\",0,M174*HLOOKUP($D174,'2_メイン'!$AC$17:$BB$19,3,FALSE)/1000*$W174)","v":0},{"$f":"IF(N174=\"\",0,N174*HLOOKUP($D174,'2_メイン'!$AC$17:$BB$19,3,FALSE)/1000*$W174)","v":0},{"$f":"IF(O174=\"\",0,O174*HLOOKUP($D174,'2_メイン'!$AC$17:$BB$19,3,FALSE)/1000*$W174)","v":0},{"$f":"IF(P174=\"\",0,P174*HLOOKUP($D174,'2_メイン'!$AC$17:$BB$19,3,FALSE)/1000*$W174)","v":0},{"$f":"IF(Q174=\"\",0,Q174*HLOOKUP($D174,'2_メイン'!$AC$17:$BB$19,3,FALSE)/1000*$W174)","v":0},{"$f":"IF(R174=\"\",0,R174*HLOOKUP($D174,'2_メイン'!$AC$17:$BB$19,3,FALSE)/1000*$W174)","v":0},{"$f":"IF(S174=\"\",0,S174*HLOOKUP($D174,'2_メイン'!$AC$17:$BB$19,3,FALSE)/1000*$W174)","v":0},{"$f":"IF(T174=\"\",0,T174*HLOOKUP($D174,'2_メイン'!$AC$17:$BB$19,3,FALSE)/1000*$W174)","v":0},null,null,{"$f":"IF(I174=\"\",0,I174*HLOOKUP($D174,'2_メイン'!$AC$17:$BB$20,4,FALSE)*$W174)","v":0},{"$f":"IF(J174=\"\",0,J174*HLOOKUP($D174,'2_メイン'!$AC$17:$BB$20,4,FALSE)*$W174)","v":0},{"$f":"IF(K174=\"\",0,K174*HLOOKUP($D174,'2_メイン'!$AC$17:$BB$20,4,FALSE)*$W174)","v":0},{"$f":"IF(L174=\"\",0,L174*HLOOKUP($D174,'2_メイン'!$AC$17:$BB$20,4,FALSE)*$W174)","v":0},{"$f":"IF(M174=\"\",0,M174*HLOOKUP($D174,'2_メイン'!$AC$17:$BB$20,4,FALSE)*$W174)","v":0},{"$f":"IF(N174=\"\",0,N174*HLOOKUP($D174,'2_メイン'!$AC$17:$BB$20,4,FALSE)*$W174)","v":0},{"$f":"IF(O174=\"\",0,O174*HLOOKUP($D174,'2_メイン'!$AC$17:$BB$20,4,FALSE)*$W174)","v":0},{"$f":"IF(P174=\"\",0,P174*HLOOKUP($D174,'2_メイン'!$AC$17:$BB$20,4,FALSE)*$W174)","v":0},{"$f":"IF(Q174=\"\",0,Q174*HLOOKUP($D174,'2_メイン'!$AC$17:$BB$20,4,FALSE)*$W174)","v":0},{"$f":"IF(R174=\"\",0,R174*HLOOKUP($D174,'2_メイン'!$AC$17:$BB$20,4,FALSE)*$W174)","v":0},{"$f":"IF(S174=\"\",0,S174*HLOOKUP($D174,'2_メイン'!$AC$17:$BB$20,4,FALSE)*$W174)","v":0},{"$f":"IF(T174=\"\",0,T174*HLOOKUP($D174,'2_メイン'!$AC$17:$BB$20,4,FALSE)*$W174)","v":0}]
[null,165,null,null,null,null,"",null,null,null,null,null,null,null,null,null,null,null,null,null,null,{"$f":"IF(U175=\"\",\"\",U175*HLOOKUP(D175,'2_メイン'!$AC$17:$BB$19,3,FALSE)/1000)","v":""},1,null,null,null,null,null,null,null,null,null,null,null,null,null,null,null,null,null,null,null,null,null,null,{"$f":"IF(I175=\"\",0,I175*HLOOKUP($D175,'2_メイン'!$AC$17:$BB$19,3,FALSE)/1000*$W175)","v":0},{"$f":"IF(J175=\"\",0,J175*HLOOKUP($D175,'2_メイン'!$AC$17:$BB$19,3,FALSE)/1000*$W175)","v":0},{"$f":"IF(K175=\"\",0,K175*HLOOKUP($D175,'2_メイン'!$AC$17:$BB$19,3,FALSE)/1000*$W175)","v":0},{"$f":"IF(L175=\"\",0,L175*HLOOKUP($D175,'2_メイン'!$AC$17:$BB$19,3,FALSE)/1000*$W175)","v":0},{"$f":"IF(M175=\"\",0,M175*HLOOKUP($D175,'2_メイン'!$AC$17:$BB$19,3,FALSE)/1000*$W175)","v":0},{"$f":"IF(N175=\"\",0,N175*HLOOKUP($D175,'2_メイン'!$AC$17:$BB$19,3,FALSE)/1000*$W175)","v":0},{"$f":"IF(O175=\"\",0,O175*HLOOKUP($D175,'2_メイン'!$AC$17:$BB$19,3,FALSE)/1000*$W175)","v":0},{"$f":"IF(P175=\"\",0,P175*HLOOKUP($D175,'2_メイン'!$AC$17:$BB$19,3,FALSE)/1000*$W175)","v":0},{"$f":"IF(Q175=\"\",0,Q175*HLOOKUP($D175,'2_メイン'!$AC$17:$BB$19,3,FALSE)/1000*$W175)","v":0},{"$f":"IF(R175=\"\",0,R175*HLOOKUP($D175,'2_メイン'!$AC$17:$BB$19,3,FALSE)/1000*$W175)","v":0},{"$f":"IF(S175=\"\",0,S175*HLOOKUP($D175,'2_メイン'!$AC$17:$BB$19,3,FALSE)/1000*$W175)","v":0},{"$f":"IF(T175=\"\",0,T175*HLOOKUP($D175,'2_メイン'!$AC$17:$BB$19,3,FALSE)/1000*$W175)","v":0},null,null,{"$f":"IF(I175=\"\",0,I175*HLOOKUP($D175,'2_メイン'!$AC$17:$BB$20,4,FALSE)*$W175)","v":0},{"$f":"IF(J175=\"\",0,J175*HLOOKUP($D175,'2_メイン'!$AC$17:$BB$20,4,FALSE)*$W175)","v":0},{"$f":"IF(K175=\"\",0,K175*HLOOKUP($D175,'2_メイン'!$AC$17:$BB$20,4,FALSE)*$W175)","v":0},{"$f":"IF(L175=\"\",0,L175*HLOOKUP($D175,'2_メイン'!$AC$17:$BB$20,4,FALSE)*$W175)","v":0},{"$f":"IF(M175=\"\",0,M175*HLOOKUP($D175,'2_メイン'!$AC$17:$BB$20,4,FALSE)*$W175)","v":0},{"$f":"IF(N175=\"\",0,N175*HLOOKUP($D175,'2_メイン'!$AC$17:$BB$20,4,FALSE)*$W175)","v":0},{"$f":"IF(O175=\"\",0,O175*HLOOKUP($D175,'2_メイン'!$AC$17:$BB$20,4,FALSE)*$W175)","v":0},{"$f":"IF(P175=\"\",0,P175*HLOOKUP($D175,'2_メイン'!$AC$17:$BB$20,4,FALSE)*$W175)","v":0},{"$f":"IF(Q175=\"\",0,Q175*HLOOKUP($D175,'2_メイン'!$AC$17:$BB$20,4,FALSE)*$W175)","v":0},{"$f":"IF(R175=\"\",0,R175*HLOOKUP($D175,'2_メイン'!$AC$17:$BB$20,4,FALSE)*$W175)","v":0},{"$f":"IF(S175=\"\",0,S175*HLOOKUP($D175,'2_メイン'!$AC$17:$BB$20,4,FALSE)*$W175)","v":0},{"$f":"IF(T175=\"\",0,T175*HLOOKUP($D175,'2_メイン'!$AC$17:$BB$20,4,FALSE)*$W175)","v":0}]
[null,166,null,null,null,null,"",null,null,null,null,null,null,null,null,null,null,null,null,null,null,{"$f":"IF(U176=\"\",\"\",U176*HLOOKUP(D176,'2_メイン'!$AC$17:$BB$19,3,FALSE)/1000)","v":""},1,null,null,null,null,null,null,null,null,null,null,null,null,null,null,null,null,null,null,null,null,null,null,{"$f":"IF(I176=\"\",0,I176*HLOOKUP($D176,'2_メイン'!$AC$17:$BB$19,3,FALSE)/1000*$W176)","v":0},{"$f":"IF(J176=\"\",0,J176*HLOOKUP($D176,'2_メイン'!$AC$17:$BB$19,3,FALSE)/1000*$W176)","v":0},{"$f":"IF(K176=\"\",0,K176*HLOOKUP($D176,'2_メイン'!$AC$17:$BB$19,3,FALSE)/1000*$W176)","v":0},{"$f":"IF(L176=\"\",0,L176*HLOOKUP($D176,'2_メイン'!$AC$17:$BB$19,3,FALSE)/1000*$W176)","v":0},{"$f":"IF(M176=\"\",0,M176*HLOOKUP($D176,'2_メイン'!$AC$17:$BB$19,3,FALSE)/1000*$W176)","v":0},{"$f":"IF(N176=\"\",0,N176*HLOOKUP($D176,'2_メイン'!$AC$17:$BB$19,3,FALSE)/1000*$W176)","v":0},{"$f":"IF(O176=\"\",0,O176*HLOOKUP($D176,'2_メイン'!$AC$17:$BB$19,3,FALSE)/1000*$W176)","v":0},{"$f":"IF(P176=\"\",0,P176*HLOOKUP($D176,'2_メイン'!$AC$17:$BB$19,3,FALSE)/1000*$W176)","v":0},{"$f":"IF(Q176=\"\",0,Q176*HLOOKUP($D176,'2_メイン'!$AC$17:$BB$19,3,FALSE)/1000*$W176)","v":0},{"$f":"IF(R176=\"\",0,R176*HLOOKUP($D176,'2_メイン'!$AC$17:$BB$19,3,FALSE)/1000*$W176)","v":0},{"$f":"IF(S176=\"\",0,S176*HLOOKUP($D176,'2_メイン'!$AC$17:$BB$19,3,FALSE)/1000*$W176)","v":0},{"$f":"IF(T176=\"\",0,T176*HLOOKUP($D176,'2_メイン'!$AC$17:$BB$19,3,FALSE)/1000*$W176)","v":0},null,null,{"$f":"IF(I176=\"\",0,I176*HLOOKUP($D176,'2_メイン'!$AC$17:$BB$20,4,FALSE)*$W176)","v":0},{"$f":"IF(J176=\"\",0,J176*HLOOKUP($D176,'2_メイン'!$AC$17:$BB$20,4,FALSE)*$W176)","v":0},{"$f":"IF(K176=\"\",0,K176*HLOOKUP($D176,'2_メイン'!$AC$17:$BB$20,4,FALSE)*$W176)","v":0},{"$f":"IF(L176=\"\",0,L176*HLOOKUP($D176,'2_メイン'!$AC$17:$BB$20,4,FALSE)*$W176)","v":0},{"$f":"IF(M176=\"\",0,M176*HLOOKUP($D176,'2_メイン'!$AC$17:$BB$20,4,FALSE)*$W176)","v":0},{"$f":"IF(N176=\"\",0,N176*HLOOKUP($D176,'2_メイン'!$AC$17:$BB$20,4,FALSE)*$W176)","v":0},{"$f":"IF(O176=\"\",0,O176*HLOOKUP($D176,'2_メイン'!$AC$17:$BB$20,4,FALSE)*$W176)","v":0},{"$f":"IF(P176=\"\",0,P176*HLOOKUP($D176,'2_メイン'!$AC$17:$BB$20,4,FALSE)*$W176)","v":0},{"$f":"IF(Q176=\"\",0,Q176*HLOOKUP($D176,'2_メイン'!$AC$17:$BB$20,4,FALSE)*$W176)","v":0},{"$f":"IF(R176=\"\",0,R176*HLOOKUP($D176,'2_メイン'!$AC$17:$BB$20,4,FALSE)*$W176)","v":0},{"$f":"IF(S176=\"\",0,S176*HLOOKUP($D176,'2_メイン'!$AC$17:$BB$20,4,FALSE)*$W176)","v":0},{"$f":"IF(T176=\"\",0,T176*HLOOKUP($D176,'2_メイン'!$AC$17:$BB$20,4,FALSE)*$W176)","v":0}]
[null,167,null,null,null,null,"",null,null,null,null,null,null,null,null,null,null,null,null,null,null,{"$f":"IF(U177=\"\",\"\",U177*HLOOKUP(D177,'2_メイン'!$AC$17:$BB$19,3,FALSE)/1000)","v":""},1,null,null,null,null,null,null,null,null,null,null,null,null,null,null,null,null,null,null,null,null,null,null,{"$f":"IF(I177=\"\",0,I177*HLOOKUP($D177,'2_メイン'!$AC$17:$BB$19,3,FALSE)/1000*$W177)","v":0},{"$f":"IF(J177=\"\",0,J177*HLOOKUP($D177,'2_メイン'!$AC$17:$BB$19,3,FALSE)/1000*$W177)","v":0},{"$f":"IF(K177=\"\",0,K177*HLOOKUP($D177,'2_メイン'!$AC$17:$BB$19,3,FALSE)/1000*$W177)","v":0},{"$f":"IF(L177=\"\",0,L177*HLOOKUP($D177,'2_メイン'!$AC$17:$BB$19,3,FALSE)/1000*$W177)","v":0},{"$f":"IF(M177=\"\",0,M177*HLOOKUP($D177,'2_メイン'!$AC$17:$BB$19,3,FALSE)/1000*$W177)","v":0},{"$f":"IF(N177=\"\",0,N177*HLOOKUP($D177,'2_メイン'!$AC$17:$BB$19,3,FALSE)/1000*$W177)","v":0},{"$f":"IF(O177=\"\",0,O177*HLOOKUP($D177,'2_メイン'!$AC$17:$BB$19,3,FALSE)/1000*$W177)","v":0},{"$f":"IF(P177=\"\",0,P177*HLOOKUP($D177,'2_メイン'!$AC$17:$BB$19,3,FALSE)/1000*$W177)","v":0},{"$f":"IF(Q177=\"\",0,Q177*HLOOKUP($D177,'2_メイン'!$AC$17:$BB$19,3,FALSE)/1000*$W177)","v":0},{"$f":"IF(R177=\"\",0,R177*HLOOKUP($D177,'2_メイン'!$AC$17:$BB$19,3,FALSE)/1000*$W177)","v":0},{"$f":"IF(S177=\"\",0,S177*HLOOKUP($D177,'2_メイン'!$AC$17:$BB$19,3,FALSE)/1000*$W177)","v":0},{"$f":"IF(T177=\"\",0,T177*HLOOKUP($D177,'2_メイン'!$AC$17:$BB$19,3,FALSE)/1000*$W177)","v":0},null,null,{"$f":"IF(I177=\"\",0,I177*HLOOKUP($D177,'2_メイン'!$AC$17:$BB$20,4,FALSE)*$W177)","v":0},{"$f":"IF(J177=\"\",0,J177*HLOOKUP($D177,'2_メイン'!$AC$17:$BB$20,4,FALSE)*$W177)","v":0},{"$f":"IF(K177=\"\",0,K177*HLOOKUP($D177,'2_メイン'!$AC$17:$BB$20,4,FALSE)*$W177)","v":0},{"$f":"IF(L177=\"\",0,L177*HLOOKUP($D177,'2_メイン'!$AC$17:$BB$20,4,FALSE)*$W177)","v":0},{"$f":"IF(M177=\"\",0,M177*HLOOKUP($D177,'2_メイン'!$AC$17:$BB$20,4,FALSE)*$W177)","v":0},{"$f":"IF(N177=\"\",0,N177*HLOOKUP($D177,'2_メイン'!$AC$17:$BB$20,4,FALSE)*$W177)","v":0},{"$f":"IF(O177=\"\",0,O177*HLOOKUP($D177,'2_メイン'!$AC$17:$BB$20,4,FALSE)*$W177)","v":0},{"$f":"IF(P177=\"\",0,P177*HLOOKUP($D177,'2_メイン'!$AC$17:$BB$20,4,FALSE)*$W177)","v":0},{"$f":"IF(Q177=\"\",0,Q177*HLOOKUP($D177,'2_メイン'!$AC$17:$BB$20,4,FALSE)*$W177)","v":0},{"$f":"IF(R177=\"\",0,R177*HLOOKUP($D177,'2_メイン'!$AC$17:$BB$20,4,FALSE)*$W177)","v":0},{"$f":"IF(S177=\"\",0,S177*HLOOKUP($D177,'2_メイン'!$AC$17:$BB$20,4,FALSE)*$W177)","v":0},{"$f":"IF(T177=\"\",0,T177*HLOOKUP($D177,'2_メイン'!$AC$17:$BB$20,4,FALSE)*$W177)","v":0}]
[null,168,null,null,null,null,"",null,null,null,null,null,null,null,null,null,null,null,null,null,null,{"$f":"IF(U178=\"\",\"\",U178*HLOOKUP(D178,'2_メイン'!$AC$17:$BB$19,3,FALSE)/1000)","v":""},1,null,null,null,null,null,null,null,null,null,null,null,null,null,null,null,null,null,null,null,null,null,null,{"$f":"IF(I178=\"\",0,I178*HLOOKUP($D178,'2_メイン'!$AC$17:$BB$19,3,FALSE)/1000*$W178)","v":0},{"$f":"IF(J178=\"\",0,J178*HLOOKUP($D178,'2_メイン'!$AC$17:$BB$19,3,FALSE)/1000*$W178)","v":0},{"$f":"IF(K178=\"\",0,K178*HLOOKUP($D178,'2_メイン'!$AC$17:$BB$19,3,FALSE)/1000*$W178)","v":0},{"$f":"IF(L178=\"\",0,L178*HLOOKUP($D178,'2_メイン'!$AC$17:$BB$19,3,FALSE)/1000*$W178)","v":0},{"$f":"IF(M178=\"\",0,M178*HLOOKUP($D178,'2_メイン'!$AC$17:$BB$19,3,FALSE)/1000*$W178)","v":0},{"$f":"IF(N178=\"\",0,N178*HLOOKUP($D178,'2_メイン'!$AC$17:$BB$19,3,FALSE)/1000*$W178)","v":0},{"$f":"IF(O178=\"\",0,O178*HLOOKUP($D178,'2_メイン'!$AC$17:$BB$19,3,FALSE)/1000*$W178)","v":0},{"$f":"IF(P178=\"\",0,P178*HLOOKUP($D178,'2_メイン'!$AC$17:$BB$19,3,FALSE)/1000*$W178)","v":0},{"$f":"IF(Q178=\"\",0,Q178*HLOOKUP($D178,'2_メイン'!$AC$17:$BB$19,3,FALSE)/1000*$W178)","v":0},{"$f":"IF(R178=\"\",0,R178*HLOOKUP($D178,'2_メイン'!$AC$17:$BB$19,3,FALSE)/1000*$W178)","v":0},{"$f":"IF(S178=\"\",0,S178*HLOOKUP($D178,'2_メイン'!$AC$17:$BB$19,3,FALSE)/1000*$W178)","v":0},{"$f":"IF(T178=\"\",0,T178*HLOOKUP($D178,'2_メイン'!$AC$17:$BB$19,3,FALSE)/1000*$W178)","v":0},null,null,{"$f":"IF(I178=\"\",0,I178*HLOOKUP($D178,'2_メイン'!$AC$17:$BB$20,4,FALSE)*$W178)","v":0},{"$f":"IF(J178=\"\",0,J178*HLOOKUP($D178,'2_メイン'!$AC$17:$BB$20,4,FALSE)*$W178)","v":0},{"$f":"IF(K178=\"\",0,K178*HLOOKUP($D178,'2_メイン'!$AC$17:$BB$20,4,FALSE)*$W178)","v":0},{"$f":"IF(L178=\"\",0,L178*HLOOKUP($D178,'2_メイン'!$AC$17:$BB$20,4,FALSE)*$W178)","v":0},{"$f":"IF(M178=\"\",0,M178*HLOOKUP($D178,'2_メイン'!$AC$17:$BB$20,4,FALSE)*$W178)","v":0},{"$f":"IF(N178=\"\",0,N178*HLOOKUP($D178,'2_メイン'!$AC$17:$BB$20,4,FALSE)*$W178)","v":0},{"$f":"IF(O178=\"\",0,O178*HLOOKUP($D178,'2_メイン'!$AC$17:$BB$20,4,FALSE)*$W178)","v":0},{"$f":"IF(P178=\"\",0,P178*HLOOKUP($D178,'2_メイン'!$AC$17:$BB$20,4,FALSE)*$W178)","v":0},{"$f":"IF(Q178=\"\",0,Q178*HLOOKUP($D178,'2_メイン'!$AC$17:$BB$20,4,FALSE)*$W178)","v":0},{"$f":"IF(R178=\"\",0,R178*HLOOKUP($D178,'2_メイン'!$AC$17:$BB$20,4,FALSE)*$W178)","v":0},{"$f":"IF(S178=\"\",0,S178*HLOOKUP($D178,'2_メイン'!$AC$17:$BB$20,4,FALSE)*$W178)","v":0},{"$f":"IF(T178=\"\",0,T178*HLOOKUP($D178,'2_メイン'!$AC$17:$BB$20,4,FALSE)*$W178)","v":0}]
[null,169,null,null,null,null,"",null,null,null,null,null,null,null,null,null,null,null,null,null,null,{"$f":"IF(U179=\"\",\"\",U179*HLOOKUP(D179,'2_メイン'!$AC$17:$BB$19,3,FALSE)/1000)","v":""},1,null,null,null,null,null,null,null,null,null,null,null,null,null,null,null,null,null,null,null,null,null,null,{"$f":"IF(I179=\"\",0,I179*HLOOKUP($D179,'2_メイン'!$AC$17:$BB$19,3,FALSE)/1000*$W179)","v":0},{"$f":"IF(J179=\"\",0,J179*HLOOKUP($D179,'2_メイン'!$AC$17:$BB$19,3,FALSE)/1000*$W179)","v":0},{"$f":"IF(K179=\"\",0,K179*HLOOKUP($D179,'2_メイン'!$AC$17:$BB$19,3,FALSE)/1000*$W179)","v":0},{"$f":"IF(L179=\"\",0,L179*HLOOKUP($D179,'2_メイン'!$AC$17:$BB$19,3,FALSE)/1000*$W179)","v":0},{"$f":"IF(M179=\"\",0,M179*HLOOKUP($D179,'2_メイン'!$AC$17:$BB$19,3,FALSE)/1000*$W179)","v":0},{"$f":"IF(N179=\"\",0,N179*HLOOKUP($D179,'2_メイン'!$AC$17:$BB$19,3,FALSE)/1000*$W179)","v":0},{"$f":"IF(O179=\"\",0,O179*HLOOKUP($D179,'2_メイン'!$AC$17:$BB$19,3,FALSE)/1000*$W179)","v":0},{"$f":"IF(P179=\"\",0,P179*HLOOKUP($D179,'2_メイン'!$AC$17:$BB$19,3,FALSE)/1000*$W179)","v":0},{"$f":"IF(Q179=\"\",0,Q179*HLOOKUP($D179,'2_メイン'!$AC$17:$BB$19,3,FALSE)/1000*$W179)","v":0},{"$f":"IF(R179=\"\",0,R179*HLOOKUP($D179,'2_メイン'!$AC$17:$BB$19,3,FALSE)/1000*$W179)","v":0},{"$f":"IF(S179=\"\",0,S179*HLOOKUP($D179,'2_メイン'!$AC$17:$BB$19,3,FALSE)/1000*$W179)","v":0},{"$f":"IF(T179=\"\",0,T179*HLOOKUP($D179,'2_メイン'!$AC$17:$BB$19,3,FALSE)/1000*$W179)","v":0},null,null,{"$f":"IF(I179=\"\",0,I179*HLOOKUP($D179,'2_メイン'!$AC$17:$BB$20,4,FALSE)*$W179)","v":0},{"$f":"IF(J179=\"\",0,J179*HLOOKUP($D179,'2_メイン'!$AC$17:$BB$20,4,FALSE)*$W179)","v":0},{"$f":"IF(K179=\"\",0,K179*HLOOKUP($D179,'2_メイン'!$AC$17:$BB$20,4,FALSE)*$W179)","v":0},{"$f":"IF(L179=\"\",0,L179*HLOOKUP($D179,'2_メイン'!$AC$17:$BB$20,4,FALSE)*$W179)","v":0},{"$f":"IF(M179=\"\",0,M179*HLOOKUP($D179,'2_メイン'!$AC$17:$BB$20,4,FALSE)*$W179)","v":0},{"$f":"IF(N179=\"\",0,N179*HLOOKUP($D179,'2_メイン'!$AC$17:$BB$20,4,FALSE)*$W179)","v":0},{"$f":"IF(O179=\"\",0,O179*HLOOKUP($D179,'2_メイン'!$AC$17:$BB$20,4,FALSE)*$W179)","v":0},{"$f":"IF(P179=\"\",0,P179*HLOOKUP($D179,'2_メイン'!$AC$17:$BB$20,4,FALSE)*$W179)","v":0},{"$f":"IF(Q179=\"\",0,Q179*HLOOKUP($D179,'2_メイン'!$AC$17:$BB$20,4,FALSE)*$W179)","v":0},{"$f":"IF(R179=\"\",0,R179*HLOOKUP($D179,'2_メイン'!$AC$17:$BB$20,4,FALSE)*$W179)","v":0},{"$f":"IF(S179=\"\",0,S179*HLOOKUP($D179,'2_メイン'!$AC$17:$BB$20,4,FALSE)*$W179)","v":0},{"$f":"IF(T179=\"\",0,T179*HLOOKUP($D179,'2_メイン'!$AC$17:$BB$20,4,FALSE)*$W179)","v":0}]
[null,170,null,null,null,null,"",null,null,null,null,null,null,null,null,null,null,null,null,null,null,{"$f":"IF(U180=\"\",\"\",U180*HLOOKUP(D180,'2_メイン'!$AC$17:$BB$19,3,FALSE)/1000)","v":""},1,null,null,null,null,null,null,null,null,null,null,null,null,null,null,null,null,null,null,null,null,null,null,{"$f":"IF(I180=\"\",0,I180*HLOOKUP($D180,'2_メイン'!$AC$17:$BB$19,3,FALSE)/1000*$W180)","v":0},{"$f":"IF(J180=\"\",0,J180*HLOOKUP($D180,'2_メイン'!$AC$17:$BB$19,3,FALSE)/1000*$W180)","v":0},{"$f":"IF(K180=\"\",0,K180*HLOOKUP($D180,'2_メイン'!$AC$17:$BB$19,3,FALSE)/1000*$W180)","v":0},{"$f":"IF(L180=\"\",0,L180*HLOOKUP($D180,'2_メイン'!$AC$17:$BB$19,3,FALSE)/1000*$W180)","v":0},{"$f":"IF(M180=\"\",0,M180*HLOOKUP($D180,'2_メイン'!$AC$17:$BB$19,3,FALSE)/1000*$W180)","v":0},{"$f":"IF(N180=\"\",0,N180*HLOOKUP($D180,'2_メイン'!$AC$17:$BB$19,3,FALSE)/1000*$W180)","v":0},{"$f":"IF(O180=\"\",0,O180*HLOOKUP($D180,'2_メイン'!$AC$17:$BB$19,3,FALSE)/1000*$W180)","v":0},{"$f":"IF(P180=\"\",0,P180*HLOOKUP($D180,'2_メイン'!$AC$17:$BB$19,3,FALSE)/1000*$W180)","v":0},{"$f":"IF(Q180=\"\",0,Q180*HLOOKUP($D180,'2_メイン'!$AC$17:$BB$19,3,FALSE)/1000*$W180)","v":0},{"$f":"IF(R180=\"\",0,R180*HLOOKUP($D180,'2_メイン'!$AC$17:$BB$19,3,FALSE)/1000*$W180)","v":0},{"$f":"IF(S180=\"\",0,S180*HLOOKUP($D180,'2_メイン'!$AC$17:$BB$19,3,FALSE)/1000*$W180)","v":0},{"$f":"IF(T180=\"\",0,T180*HLOOKUP($D180,'2_メイン'!$AC$17:$BB$19,3,FALSE)/1000*$W180)","v":0},null,null,{"$f":"IF(I180=\"\",0,I180*HLOOKUP($D180,'2_メイン'!$AC$17:$BB$20,4,FALSE)*$W180)","v":0},{"$f":"IF(J180=\"\",0,J180*HLOOKUP($D180,'2_メイン'!$AC$17:$BB$20,4,FALSE)*$W180)","v":0},{"$f":"IF(K180=\"\",0,K180*HLOOKUP($D180,'2_メイン'!$AC$17:$BB$20,4,FALSE)*$W180)","v":0},{"$f":"IF(L180=\"\",0,L180*HLOOKUP($D180,'2_メイン'!$AC$17:$BB$20,4,FALSE)*$W180)","v":0},{"$f":"IF(M180=\"\",0,M180*HLOOKUP($D180,'2_メイン'!$AC$17:$BB$20,4,FALSE)*$W180)","v":0},{"$f":"IF(N180=\"\",0,N180*HLOOKUP($D180,'2_メイン'!$AC$17:$BB$20,4,FALSE)*$W180)","v":0},{"$f":"IF(O180=\"\",0,O180*HLOOKUP($D180,'2_メイン'!$AC$17:$BB$20,4,FALSE)*$W180)","v":0},{"$f":"IF(P180=\"\",0,P180*HLOOKUP($D180,'2_メイン'!$AC$17:$BB$20,4,FALSE)*$W180)","v":0},{"$f":"IF(Q180=\"\",0,Q180*HLOOKUP($D180,'2_メイン'!$AC$17:$BB$20,4,FALSE)*$W180)","v":0},{"$f":"IF(R180=\"\",0,R180*HLOOKUP($D180,'2_メイン'!$AC$17:$BB$20,4,FALSE)*$W180)","v":0},{"$f":"IF(S180=\"\",0,S180*HLOOKUP($D180,'2_メイン'!$AC$17:$BB$20,4,FALSE)*$W180)","v":0},{"$f":"IF(T180=\"\",0,T180*HLOOKUP($D180,'2_メイン'!$AC$17:$BB$20,4,FALSE)*$W180)","v":0}]
[null,171,null,null,null,null,"",null,null,null,null,null,null,null,null,null,null,null,null,null,null,{"$f":"IF(U181=\"\",\"\",U181*HLOOKUP(D181,'2_メイン'!$AC$17:$BB$19,3,FALSE)/1000)","v":""},1,null,null,null,null,null,null,null,null,null,null,null,null,null,null,null,null,null,null,null,null,null,null,{"$f":"IF(I181=\"\",0,I181*HLOOKUP($D181,'2_メイン'!$AC$17:$BB$19,3,FALSE)/1000*$W181)","v":0},{"$f":"IF(J181=\"\",0,J181*HLOOKUP($D181,'2_メイン'!$AC$17:$BB$19,3,FALSE)/1000*$W181)","v":0},{"$f":"IF(K181=\"\",0,K181*HLOOKUP($D181,'2_メイン'!$AC$17:$BB$19,3,FALSE)/1000*$W181)","v":0},{"$f":"IF(L181=\"\",0,L181*HLOOKUP($D181,'2_メイン'!$AC$17:$BB$19,3,FALSE)/1000*$W181)","v":0},{"$f":"IF(M181=\"\",0,M181*HLOOKUP($D181,'2_メイン'!$AC$17:$BB$19,3,FALSE)/1000*$W181)","v":0},{"$f":"IF(N181=\"\",0,N181*HLOOKUP($D181,'2_メイン'!$AC$17:$BB$19,3,FALSE)/1000*$W181)","v":0},{"$f":"IF(O181=\"\",0,O181*HLOOKUP($D181,'2_メイン'!$AC$17:$BB$19,3,FALSE)/1000*$W181)","v":0},{"$f":"IF(P181=\"\",0,P181*HLOOKUP($D181,'2_メイン'!$AC$17:$BB$19,3,FALSE)/1000*$W181)","v":0},{"$f":"IF(Q181=\"\",0,Q181*HLOOKUP($D181,'2_メイン'!$AC$17:$BB$19,3,FALSE)/1000*$W181)","v":0},{"$f":"IF(R181=\"\",0,R181*HLOOKUP($D181,'2_メイン'!$AC$17:$BB$19,3,FALSE)/1000*$W181)","v":0},{"$f":"IF(S181=\"\",0,S181*HLOOKUP($D181,'2_メイン'!$AC$17:$BB$19,3,FALSE)/1000*$W181)","v":0},{"$f":"IF(T181=\"\",0,T181*HLOOKUP($D181,'2_メイン'!$AC$17:$BB$19,3,FALSE)/1000*$W181)","v":0},null,null,{"$f":"IF(I181=\"\",0,I181*HLOOKUP($D181,'2_メイン'!$AC$17:$BB$20,4,FALSE)*$W181)","v":0},{"$f":"IF(J181=\"\",0,J181*HLOOKUP($D181,'2_メイン'!$AC$17:$BB$20,4,FALSE)*$W181)","v":0},{"$f":"IF(K181=\"\",0,K181*HLOOKUP($D181,'2_メイン'!$AC$17:$BB$20,4,FALSE)*$W181)","v":0},{"$f":"IF(L181=\"\",0,L181*HLOOKUP($D181,'2_メイン'!$AC$17:$BB$20,4,FALSE)*$W181)","v":0},{"$f":"IF(M181=\"\",0,M181*HLOOKUP($D181,'2_メイン'!$AC$17:$BB$20,4,FALSE)*$W181)","v":0},{"$f":"IF(N181=\"\",0,N181*HLOOKUP($D181,'2_メイン'!$AC$17:$BB$20,4,FALSE)*$W181)","v":0},{"$f":"IF(O181=\"\",0,O181*HLOOKUP($D181,'2_メイン'!$AC$17:$BB$20,4,FALSE)*$W181)","v":0},{"$f":"IF(P181=\"\",0,P181*HLOOKUP($D181,'2_メイン'!$AC$17:$BB$20,4,FALSE)*$W181)","v":0},{"$f":"IF(Q181=\"\",0,Q181*HLOOKUP($D181,'2_メイン'!$AC$17:$BB$20,4,FALSE)*$W181)","v":0},{"$f":"IF(R181=\"\",0,R181*HLOOKUP($D181,'2_メイン'!$AC$17:$BB$20,4,FALSE)*$W181)","v":0},{"$f":"IF(S181=\"\",0,S181*HLOOKUP($D181,'2_メイン'!$AC$17:$BB$20,4,FALSE)*$W181)","v":0},{"$f":"IF(T181=\"\",0,T181*HLOOKUP($D181,'2_メイン'!$AC$17:$BB$20,4,FALSE)*$W181)","v":0}]
[null,172,null,null,null,null,"",null,null,null,null,null,null,null,null,null,null,null,null,null,null,{"$f":"IF(U182=\"\",\"\",U182*HLOOKUP(D182,'2_メイン'!$AC$17:$BB$19,3,FALSE)/1000)","v":""},1,null,null,null,null,null,null,null,null,null,null,null,null,null,null,null,null,null,null,null,null,null,null,{"$f":"IF(I182=\"\",0,I182*HLOOKUP($D182,'2_メイン'!$AC$17:$BB$19,3,FALSE)/1000*$W182)","v":0},{"$f":"IF(J182=\"\",0,J182*HLOOKUP($D182,'2_メイン'!$AC$17:$BB$19,3,FALSE)/1000*$W182)","v":0},{"$f":"IF(K182=\"\",0,K182*HLOOKUP($D182,'2_メイン'!$AC$17:$BB$19,3,FALSE)/1000*$W182)","v":0},{"$f":"IF(L182=\"\",0,L182*HLOOKUP($D182,'2_メイン'!$AC$17:$BB$19,3,FALSE)/1000*$W182)","v":0},{"$f":"IF(M182=\"\",0,M182*HLOOKUP($D182,'2_メイン'!$AC$17:$BB$19,3,FALSE)/1000*$W182)","v":0},{"$f":"IF(N182=\"\",0,N182*HLOOKUP($D182,'2_メイン'!$AC$17:$BB$19,3,FALSE)/1000*$W182)","v":0},{"$f":"IF(O182=\"\",0,O182*HLOOKUP($D182,'2_メイン'!$AC$17:$BB$19,3,FALSE)/1000*$W182)","v":0},{"$f":"IF(P182=\"\",0,P182*HLOOKUP($D182,'2_メイン'!$AC$17:$BB$19,3,FALSE)/1000*$W182)","v":0},{"$f":"IF(Q182=\"\",0,Q182*HLOOKUP($D182,'2_メイン'!$AC$17:$BB$19,3,FALSE)/1000*$W182)","v":0},{"$f":"IF(R182=\"\",0,R182*HLOOKUP($D182,'2_メイン'!$AC$17:$BB$19,3,FALSE)/1000*$W182)","v":0},{"$f":"IF(S182=\"\",0,S182*HLOOKUP($D182,'2_メイン'!$AC$17:$BB$19,3,FALSE)/1000*$W182)","v":0},{"$f":"IF(T182=\"\",0,T182*HLOOKUP($D182,'2_メイン'!$AC$17:$BB$19,3,FALSE)/1000*$W182)","v":0},null,null,{"$f":"IF(I182=\"\",0,I182*HLOOKUP($D182,'2_メイン'!$AC$17:$BB$20,4,FALSE)*$W182)","v":0},{"$f":"IF(J182=\"\",0,J182*HLOOKUP($D182,'2_メイン'!$AC$17:$BB$20,4,FALSE)*$W182)","v":0},{"$f":"IF(K182=\"\",0,K182*HLOOKUP($D182,'2_メイン'!$AC$17:$BB$20,4,FALSE)*$W182)","v":0},{"$f":"IF(L182=\"\",0,L182*HLOOKUP($D182,'2_メイン'!$AC$17:$BB$20,4,FALSE)*$W182)","v":0},{"$f":"IF(M182=\"\",0,M182*HLOOKUP($D182,'2_メイン'!$AC$17:$BB$20,4,FALSE)*$W182)","v":0},{"$f":"IF(N182=\"\",0,N182*HLOOKUP($D182,'2_メイン'!$AC$17:$BB$20,4,FALSE)*$W182)","v":0},{"$f":"IF(O182=\"\",0,O182*HLOOKUP($D182,'2_メイン'!$AC$17:$BB$20,4,FALSE)*$W182)","v":0},{"$f":"IF(P182=\"\",0,P182*HLOOKUP($D182,'2_メイン'!$AC$17:$BB$20,4,FALSE)*$W182)","v":0},{"$f":"IF(Q182=\"\",0,Q182*HLOOKUP($D182,'2_メイン'!$AC$17:$BB$20,4,FALSE)*$W182)","v":0},{"$f":"IF(R182=\"\",0,R182*HLOOKUP($D182,'2_メイン'!$AC$17:$BB$20,4,FALSE)*$W182)","v":0},{"$f":"IF(S182=\"\",0,S182*HLOOKUP($D182,'2_メイン'!$AC$17:$BB$20,4,FALSE)*$W182)","v":0},{"$f":"IF(T182=\"\",0,T182*HLOOKUP($D182,'2_メイン'!$AC$17:$BB$20,4,FALSE)*$W182)","v":0}]
[null,173,null,null,null,null,"",null,null,null,null,null,null,null,null,null,null,null,null,null,null,{"$f":"IF(U183=\"\",\"\",U183*HLOOKUP(D183,'2_メイン'!$AC$17:$BB$19,3,FALSE)/1000)","v":""},1,null,null,null,null,null,null,null,null,null,null,null,null,null,null,null,null,null,null,null,null,null,null,{"$f":"IF(I183=\"\",0,I183*HLOOKUP($D183,'2_メイン'!$AC$17:$BB$19,3,FALSE)/1000*$W183)","v":0},{"$f":"IF(J183=\"\",0,J183*HLOOKUP($D183,'2_メイン'!$AC$17:$BB$19,3,FALSE)/1000*$W183)","v":0},{"$f":"IF(K183=\"\",0,K183*HLOOKUP($D183,'2_メイン'!$AC$17:$BB$19,3,FALSE)/1000*$W183)","v":0},{"$f":"IF(L183=\"\",0,L183*HLOOKUP($D183,'2_メイン'!$AC$17:$BB$19,3,FALSE)/1000*$W183)","v":0},{"$f":"IF(M183=\"\",0,M183*HLOOKUP($D183,'2_メイン'!$AC$17:$BB$19,3,FALSE)/1000*$W183)","v":0},{"$f":"IF(N183=\"\",0,N183*HLOOKUP($D183,'2_メイン'!$AC$17:$BB$19,3,FALSE)/1000*$W183)","v":0},{"$f":"IF(O183=\"\",0,O183*HLOOKUP($D183,'2_メイン'!$AC$17:$BB$19,3,FALSE)/1000*$W183)","v":0},{"$f":"IF(P183=\"\",0,P183*HLOOKUP($D183,'2_メイン'!$AC$17:$BB$19,3,FALSE)/1000*$W183)","v":0},{"$f":"IF(Q183=\"\",0,Q183*HLOOKUP($D183,'2_メイン'!$AC$17:$BB$19,3,FALSE)/1000*$W183)","v":0},{"$f":"IF(R183=\"\",0,R183*HLOOKUP($D183,'2_メイン'!$AC$17:$BB$19,3,FALSE)/1000*$W183)","v":0},{"$f":"IF(S183=\"\",0,S183*HLOOKUP($D183,'2_メイン'!$AC$17:$BB$19,3,FALSE)/1000*$W183)","v":0},{"$f":"IF(T183=\"\",0,T183*HLOOKUP($D183,'2_メイン'!$AC$17:$BB$19,3,FALSE)/1000*$W183)","v":0},null,null,{"$f":"IF(I183=\"\",0,I183*HLOOKUP($D183,'2_メイン'!$AC$17:$BB$20,4,FALSE)*$W183)","v":0},{"$f":"IF(J183=\"\",0,J183*HLOOKUP($D183,'2_メイン'!$AC$17:$BB$20,4,FALSE)*$W183)","v":0},{"$f":"IF(K183=\"\",0,K183*HLOOKUP($D183,'2_メイン'!$AC$17:$BB$20,4,FALSE)*$W183)","v":0},{"$f":"IF(L183=\"\",0,L183*HLOOKUP($D183,'2_メイン'!$AC$17:$BB$20,4,FALSE)*$W183)","v":0},{"$f":"IF(M183=\"\",0,M183*HLOOKUP($D183,'2_メイン'!$AC$17:$BB$20,4,FALSE)*$W183)","v":0},{"$f":"IF(N183=\"\",0,N183*HLOOKUP($D183,'2_メイン'!$AC$17:$BB$20,4,FALSE)*$W183)","v":0},{"$f":"IF(O183=\"\",0,O183*HLOOKUP($D183,'2_メイン'!$AC$17:$BB$20,4,FALSE)*$W183)","v":0},{"$f":"IF(P183=\"\",0,P183*HLOOKUP($D183,'2_メイン'!$AC$17:$BB$20,4,FALSE)*$W183)","v":0},{"$f":"IF(Q183=\"\",0,Q183*HLOOKUP($D183,'2_メイン'!$AC$17:$BB$20,4,FALSE)*$W183)","v":0},{"$f":"IF(R183=\"\",0,R183*HLOOKUP($D183,'2_メイン'!$AC$17:$BB$20,4,FALSE)*$W183)","v":0},{"$f":"IF(S183=\"\",0,S183*HLOOKUP($D183,'2_メイン'!$AC$17:$BB$20,4,FALSE)*$W183)","v":0},{"$f":"IF(T183=\"\",0,T183*HLOOKUP($D183,'2_メイン'!$AC$17:$BB$20,4,FALSE)*$W183)","v":0}]
[null,174,null,null,null,null,"",null,null,null,null,null,null,null,null,null,null,null,null,null,null,{"$f":"IF(U184=\"\",\"\",U184*HLOOKUP(D184,'2_メイン'!$AC$17:$BB$19,3,FALSE)/1000)","v":""},1,null,null,null,null,null,null,null,null,null,null,null,null,null,null,null,null,null,null,null,null,null,null,{"$f":"IF(I184=\"\",0,I184*HLOOKUP($D184,'2_メイン'!$AC$17:$BB$19,3,FALSE)/1000*$W184)","v":0},{"$f":"IF(J184=\"\",0,J184*HLOOKUP($D184,'2_メイン'!$AC$17:$BB$19,3,FALSE)/1000*$W184)","v":0},{"$f":"IF(K184=\"\",0,K184*HLOOKUP($D184,'2_メイン'!$AC$17:$BB$19,3,FALSE)/1000*$W184)","v":0},{"$f":"IF(L184=\"\",0,L184*HLOOKUP($D184,'2_メイン'!$AC$17:$BB$19,3,FALSE)/1000*$W184)","v":0},{"$f":"IF(M184=\"\",0,M184*HLOOKUP($D184,'2_メイン'!$AC$17:$BB$19,3,FALSE)/1000*$W184)","v":0},{"$f":"IF(N184=\"\",0,N184*HLOOKUP($D184,'2_メイン'!$AC$17:$BB$19,3,FALSE)/1000*$W184)","v":0},{"$f":"IF(O184=\"\",0,O184*HLOOKUP($D184,'2_メイン'!$AC$17:$BB$19,3,FALSE)/1000*$W184)","v":0},{"$f":"IF(P184=\"\",0,P184*HLOOKUP($D184,'2_メイン'!$AC$17:$BB$19,3,FALSE)/1000*$W184)","v":0},{"$f":"IF(Q184=\"\",0,Q184*HLOOKUP($D184,'2_メイン'!$AC$17:$BB$19,3,FALSE)/1000*$W184)","v":0},{"$f":"IF(R184=\"\",0,R184*HLOOKUP($D184,'2_メイン'!$AC$17:$BB$19,3,FALSE)/1000*$W184)","v":0},{"$f":"IF(S184=\"\",0,S184*HLOOKUP($D184,'2_メイン'!$AC$17:$BB$19,3,FALSE)/1000*$W184)","v":0},{"$f":"IF(T184=\"\",0,T184*HLOOKUP($D184,'2_メイン'!$AC$17:$BB$19,3,FALSE)/1000*$W184)","v":0},null,null,{"$f":"IF(I184=\"\",0,I184*HLOOKUP($D184,'2_メイン'!$AC$17:$BB$20,4,FALSE)*$W184)","v":0},{"$f":"IF(J184=\"\",0,J184*HLOOKUP($D184,'2_メイン'!$AC$17:$BB$20,4,FALSE)*$W184)","v":0},{"$f":"IF(K184=\"\",0,K184*HLOOKUP($D184,'2_メイン'!$AC$17:$BB$20,4,FALSE)*$W184)","v":0},{"$f":"IF(L184=\"\",0,L184*HLOOKUP($D184,'2_メイン'!$AC$17:$BB$20,4,FALSE)*$W184)","v":0},{"$f":"IF(M184=\"\",0,M184*HLOOKUP($D184,'2_メイン'!$AC$17:$BB$20,4,FALSE)*$W184)","v":0},{"$f":"IF(N184=\"\",0,N184*HLOOKUP($D184,'2_メイン'!$AC$17:$BB$20,4,FALSE)*$W184)","v":0},{"$f":"IF(O184=\"\",0,O184*HLOOKUP($D184,'2_メイン'!$AC$17:$BB$20,4,FALSE)*$W184)","v":0},{"$f":"IF(P184=\"\",0,P184*HLOOKUP($D184,'2_メイン'!$AC$17:$BB$20,4,FALSE)*$W184)","v":0},{"$f":"IF(Q184=\"\",0,Q184*HLOOKUP($D184,'2_メイン'!$AC$17:$BB$20,4,FALSE)*$W184)","v":0},{"$f":"IF(R184=\"\",0,R184*HLOOKUP($D184,'2_メイン'!$AC$17:$BB$20,4,FALSE)*$W184)","v":0},{"$f":"IF(S184=\"\",0,S184*HLOOKUP($D184,'2_メイン'!$AC$17:$BB$20,4,FALSE)*$W184)","v":0},{"$f":"IF(T184=\"\",0,T184*HLOOKUP($D184,'2_メイン'!$AC$17:$BB$20,4,FALSE)*$W184)","v":0}]
[null,175,null,null,null,null,"",null,null,null,null,null,null,null,null,null,null,null,null,null,null,{"$f":"IF(U185=\"\",\"\",U185*HLOOKUP(D185,'2_メイン'!$AC$17:$BB$19,3,FALSE)/1000)","v":""},1,null,null,null,null,null,null,null,null,null,null,null,null,null,null,null,null,null,null,null,null,null,null,{"$f":"IF(I185=\"\",0,I185*HLOOKUP($D185,'2_メイン'!$AC$17:$BB$19,3,FALSE)/1000*$W185)","v":0},{"$f":"IF(J185=\"\",0,J185*HLOOKUP($D185,'2_メイン'!$AC$17:$BB$19,3,FALSE)/1000*$W185)","v":0},{"$f":"IF(K185=\"\",0,K185*HLOOKUP($D185,'2_メイン'!$AC$17:$BB$19,3,FALSE)/1000*$W185)","v":0},{"$f":"IF(L185=\"\",0,L185*HLOOKUP($D185,'2_メイン'!$AC$17:$BB$19,3,FALSE)/1000*$W185)","v":0},{"$f":"IF(M185=\"\",0,M185*HLOOKUP($D185,'2_メイン'!$AC$17:$BB$19,3,FALSE)/1000*$W185)","v":0},{"$f":"IF(N185=\"\",0,N185*HLOOKUP($D185,'2_メイン'!$AC$17:$BB$19,3,FALSE)/1000*$W185)","v":0},{"$f":"IF(O185=\"\",0,O185*HLOOKUP($D185,'2_メイン'!$AC$17:$BB$19,3,FALSE)/1000*$W185)","v":0},{"$f":"IF(P185=\"\",0,P185*HLOOKUP($D185,'2_メイン'!$AC$17:$BB$19,3,FALSE)/1000*$W185)","v":0},{"$f":"IF(Q185=\"\",0,Q185*HLOOKUP($D185,'2_メイン'!$AC$17:$BB$19,3,FALSE)/1000*$W185)","v":0},{"$f":"IF(R185=\"\",0,R185*HLOOKUP($D185,'2_メイン'!$AC$17:$BB$19,3,FALSE)/1000*$W185)","v":0},{"$f":"IF(S185=\"\",0,S185*HLOOKUP($D185,'2_メイン'!$AC$17:$BB$19,3,FALSE)/1000*$W185)","v":0},{"$f":"IF(T185=\"\",0,T185*HLOOKUP($D185,'2_メイン'!$AC$17:$BB$19,3,FALSE)/1000*$W185)","v":0},null,null,{"$f":"IF(I185=\"\",0,I185*HLOOKUP($D185,'2_メイン'!$AC$17:$BB$20,4,FALSE)*$W185)","v":0},{"$f":"IF(J185=\"\",0,J185*HLOOKUP($D185,'2_メイン'!$AC$17:$BB$20,4,FALSE)*$W185)","v":0},{"$f":"IF(K185=\"\",0,K185*HLOOKUP($D185,'2_メイン'!$AC$17:$BB$20,4,FALSE)*$W185)","v":0},{"$f":"IF(L185=\"\",0,L185*HLOOKUP($D185,'2_メイン'!$AC$17:$BB$20,4,FALSE)*$W185)","v":0},{"$f":"IF(M185=\"\",0,M185*HLOOKUP($D185,'2_メイン'!$AC$17:$BB$20,4,FALSE)*$W185)","v":0},{"$f":"IF(N185=\"\",0,N185*HLOOKUP($D185,'2_メイン'!$AC$17:$BB$20,4,FALSE)*$W185)","v":0},{"$f":"IF(O185=\"\",0,O185*HLOOKUP($D185,'2_メイン'!$AC$17:$BB$20,4,FALSE)*$W185)","v":0},{"$f":"IF(P185=\"\",0,P185*HLOOKUP($D185,'2_メイン'!$AC$17:$BB$20,4,FALSE)*$W185)","v":0},{"$f":"IF(Q185=\"\",0,Q185*HLOOKUP($D185,'2_メイン'!$AC$17:$BB$20,4,FALSE)*$W185)","v":0},{"$f":"IF(R185=\"\",0,R185*HLOOKUP($D185,'2_メイン'!$AC$17:$BB$20,4,FALSE)*$W185)","v":0},{"$f":"IF(S185=\"\",0,S185*HLOOKUP($D185,'2_メイン'!$AC$17:$BB$20,4,FALSE)*$W185)","v":0},{"$f":"IF(T185=\"\",0,T185*HLOOKUP($D185,'2_メイン'!$AC$17:$BB$20,4,FALSE)*$W185)","v":0}]
[null,176,null,null,null,null,"",null,null,null,null,null,null,null,null,null,null,null,null,null,null,{"$f":"IF(U186=\"\",\"\",U186*HLOOKUP(D186,'2_メイン'!$AC$17:$BB$19,3,FALSE)/1000)","v":""},1,null,null,null,null,null,null,null,null,null,null,null,null,null,null,null,null,null,null,null,null,null,null,{"$f":"IF(I186=\"\",0,I186*HLOOKUP($D186,'2_メイン'!$AC$17:$BB$19,3,FALSE)/1000*$W186)","v":0},{"$f":"IF(J186=\"\",0,J186*HLOOKUP($D186,'2_メイン'!$AC$17:$BB$19,3,FALSE)/1000*$W186)","v":0},{"$f":"IF(K186=\"\",0,K186*HLOOKUP($D186,'2_メイン'!$AC$17:$BB$19,3,FALSE)/1000*$W186)","v":0},{"$f":"IF(L186=\"\",0,L186*HLOOKUP($D186,'2_メイン'!$AC$17:$BB$19,3,FALSE)/1000*$W186)","v":0},{"$f":"IF(M186=\"\",0,M186*HLOOKUP($D186,'2_メイン'!$AC$17:$BB$19,3,FALSE)/1000*$W186)","v":0},{"$f":"IF(N186=\"\",0,N186*HLOOKUP($D186,'2_メイン'!$AC$17:$BB$19,3,FALSE)/1000*$W186)","v":0},{"$f":"IF(O186=\"\",0,O186*HLOOKUP($D186,'2_メイン'!$AC$17:$BB$19,3,FALSE)/1000*$W186)","v":0},{"$f":"IF(P186=\"\",0,P186*HLOOKUP($D186,'2_メイン'!$AC$17:$BB$19,3,FALSE)/1000*$W186)","v":0},{"$f":"IF(Q186=\"\",0,Q186*HLOOKUP($D186,'2_メイン'!$AC$17:$BB$19,3,FALSE)/1000*$W186)","v":0},{"$f":"IF(R186=\"\",0,R186*HLOOKUP($D186,'2_メイン'!$AC$17:$BB$19,3,FALSE)/1000*$W186)","v":0},{"$f":"IF(S186=\"\",0,S186*HLOOKUP($D186,'2_メイン'!$AC$17:$BB$19,3,FALSE)/1000*$W186)","v":0},{"$f":"IF(T186=\"\",0,T186*HLOOKUP($D186,'2_メイン'!$AC$17:$BB$19,3,FALSE)/1000*$W186)","v":0},null,null,{"$f":"IF(I186=\"\",0,I186*HLOOKUP($D186,'2_メイン'!$AC$17:$BB$20,4,FALSE)*$W186)","v":0},{"$f":"IF(J186=\"\",0,J186*HLOOKUP($D186,'2_メイン'!$AC$17:$BB$20,4,FALSE)*$W186)","v":0},{"$f":"IF(K186=\"\",0,K186*HLOOKUP($D186,'2_メイン'!$AC$17:$BB$20,4,FALSE)*$W186)","v":0},{"$f":"IF(L186=\"\",0,L186*HLOOKUP($D186,'2_メイン'!$AC$17:$BB$20,4,FALSE)*$W186)","v":0},{"$f":"IF(M186=\"\",0,M186*HLOOKUP($D186,'2_メイン'!$AC$17:$BB$20,4,FALSE)*$W186)","v":0},{"$f":"IF(N186=\"\",0,N186*HLOOKUP($D186,'2_メイン'!$AC$17:$BB$20,4,FALSE)*$W186)","v":0},{"$f":"IF(O186=\"\",0,O186*HLOOKUP($D186,'2_メイン'!$AC$17:$BB$20,4,FALSE)*$W186)","v":0},{"$f":"IF(P186=\"\",0,P186*HLOOKUP($D186,'2_メイン'!$AC$17:$BB$20,4,FALSE)*$W186)","v":0},{"$f":"IF(Q186=\"\",0,Q186*HLOOKUP($D186,'2_メイン'!$AC$17:$BB$20,4,FALSE)*$W186)","v":0},{"$f":"IF(R186=\"\",0,R186*HLOOKUP($D186,'2_メイン'!$AC$17:$BB$20,4,FALSE)*$W186)","v":0},{"$f":"IF(S186=\"\",0,S186*HLOOKUP($D186,'2_メイン'!$AC$17:$BB$20,4,FALSE)*$W186)","v":0},{"$f":"IF(T186=\"\",0,T186*HLOOKUP($D186,'2_メイン'!$AC$17:$BB$20,4,FALSE)*$W186)","v":0}]
[null,177,null,null,null,null,"",null,null,null,null,null,null,null,null,null,null,null,null,null,null,{"$f":"IF(U187=\"\",\"\",U187*HLOOKUP(D187,'2_メイン'!$AC$17:$BB$19,3,FALSE)/1000)","v":""},1,null,null,null,null,null,null,null,null,null,null,null,null,null,null,null,null,null,null,null,null,null,null,{"$f":"IF(I187=\"\",0,I187*HLOOKUP($D187,'2_メイン'!$AC$17:$BB$19,3,FALSE)/1000*$W187)","v":0},{"$f":"IF(J187=\"\",0,J187*HLOOKUP($D187,'2_メイン'!$AC$17:$BB$19,3,FALSE)/1000*$W187)","v":0},{"$f":"IF(K187=\"\",0,K187*HLOOKUP($D187,'2_メイン'!$AC$17:$BB$19,3,FALSE)/1000*$W187)","v":0},{"$f":"IF(L187=\"\",0,L187*HLOOKUP($D187,'2_メイン'!$AC$17:$BB$19,3,FALSE)/1000*$W187)","v":0},{"$f":"IF(M187=\"\",0,M187*HLOOKUP($D187,'2_メイン'!$AC$17:$BB$19,3,FALSE)/1000*$W187)","v":0},{"$f":"IF(N187=\"\",0,N187*HLOOKUP($D187,'2_メイン'!$AC$17:$BB$19,3,FALSE)/1000*$W187)","v":0},{"$f":"IF(O187=\"\",0,O187*HLOOKUP($D187,'2_メイン'!$AC$17:$BB$19,3,FALSE)/1000*$W187)","v":0},{"$f":"IF(P187=\"\",0,P187*HLOOKUP($D187,'2_メイン'!$AC$17:$BB$19,3,FALSE)/1000*$W187)","v":0},{"$f":"IF(Q187=\"\",0,Q187*HLOOKUP($D187,'2_メイン'!$AC$17:$BB$19,3,FALSE)/1000*$W187)","v":0},{"$f":"IF(R187=\"\",0,R187*HLOOKUP($D187,'2_メイン'!$AC$17:$BB$19,3,FALSE)/1000*$W187)","v":0},{"$f":"IF(S187=\"\",0,S187*HLOOKUP($D187,'2_メイン'!$AC$17:$BB$19,3,FALSE)/1000*$W187)","v":0},{"$f":"IF(T187=\"\",0,T187*HLOOKUP($D187,'2_メイン'!$AC$17:$BB$19,3,FALSE)/1000*$W187)","v":0},null,null,{"$f":"IF(I187=\"\",0,I187*HLOOKUP($D187,'2_メイン'!$AC$17:$BB$20,4,FALSE)*$W187)","v":0},{"$f":"IF(J187=\"\",0,J187*HLOOKUP($D187,'2_メイン'!$AC$17:$BB$20,4,FALSE)*$W187)","v":0},{"$f":"IF(K187=\"\",0,K187*HLOOKUP($D187,'2_メイン'!$AC$17:$BB$20,4,FALSE)*$W187)","v":0},{"$f":"IF(L187=\"\",0,L187*HLOOKUP($D187,'2_メイン'!$AC$17:$BB$20,4,FALSE)*$W187)","v":0},{"$f":"IF(M187=\"\",0,M187*HLOOKUP($D187,'2_メイン'!$AC$17:$BB$20,4,FALSE)*$W187)","v":0},{"$f":"IF(N187=\"\",0,N187*HLOOKUP($D187,'2_メイン'!$AC$17:$BB$20,4,FALSE)*$W187)","v":0},{"$f":"IF(O187=\"\",0,O187*HLOOKUP($D187,'2_メイン'!$AC$17:$BB$20,4,FALSE)*$W187)","v":0},{"$f":"IF(P187=\"\",0,P187*HLOOKUP($D187,'2_メイン'!$AC$17:$BB$20,4,FALSE)*$W187)","v":0},{"$f":"IF(Q187=\"\",0,Q187*HLOOKUP($D187,'2_メイン'!$AC$17:$BB$20,4,FALSE)*$W187)","v":0},{"$f":"IF(R187=\"\",0,R187*HLOOKUP($D187,'2_メイン'!$AC$17:$BB$20,4,FALSE)*$W187)","v":0},{"$f":"IF(S187=\"\",0,S187*HLOOKUP($D187,'2_メイン'!$AC$17:$BB$20,4,FALSE)*$W187)","v":0},{"$f":"IF(T187=\"\",0,T187*HLOOKUP($D187,'2_メイン'!$AC$17:$BB$20,4,FALSE)*$W187)","v":0}]
[null,178,null,null,null,null,"",null,null,null,null,null,null,null,null,null,null,null,null,null,null,{"$f":"IF(U188=\"\",\"\",U188*HLOOKUP(D188,'2_メイン'!$AC$17:$BB$19,3,FALSE)/1000)","v":""},1,null,null,null,null,null,null,null,null,null,null,null,null,null,null,null,null,null,null,null,null,null,null,{"$f":"IF(I188=\"\",0,I188*HLOOKUP($D188,'2_メイン'!$AC$17:$BB$19,3,FALSE)/1000*$W188)","v":0},{"$f":"IF(J188=\"\",0,J188*HLOOKUP($D188,'2_メイン'!$AC$17:$BB$19,3,FALSE)/1000*$W188)","v":0},{"$f":"IF(K188=\"\",0,K188*HLOOKUP($D188,'2_メイン'!$AC$17:$BB$19,3,FALSE)/1000*$W188)","v":0},{"$f":"IF(L188=\"\",0,L188*HLOOKUP($D188,'2_メイン'!$AC$17:$BB$19,3,FALSE)/1000*$W188)","v":0},{"$f":"IF(M188=\"\",0,M188*HLOOKUP($D188,'2_メイン'!$AC$17:$BB$19,3,FALSE)/1000*$W188)","v":0},{"$f":"IF(N188=\"\",0,N188*HLOOKUP($D188,'2_メイン'!$AC$17:$BB$19,3,FALSE)/1000*$W188)","v":0},{"$f":"IF(O188=\"\",0,O188*HLOOKUP($D188,'2_メイン'!$AC$17:$BB$19,3,FALSE)/1000*$W188)","v":0},{"$f":"IF(P188=\"\",0,P188*HLOOKUP($D188,'2_メイン'!$AC$17:$BB$19,3,FALSE)/1000*$W188)","v":0},{"$f":"IF(Q188=\"\",0,Q188*HLOOKUP($D188,'2_メイン'!$AC$17:$BB$19,3,FALSE)/1000*$W188)","v":0},{"$f":"IF(R188=\"\",0,R188*HLOOKUP($D188,'2_メイン'!$AC$17:$BB$19,3,FALSE)/1000*$W188)","v":0},{"$f":"IF(S188=\"\",0,S188*HLOOKUP($D188,'2_メイン'!$AC$17:$BB$19,3,FALSE)/1000*$W188)","v":0},{"$f":"IF(T188=\"\",0,T188*HLOOKUP($D188,'2_メイン'!$AC$17:$BB$19,3,FALSE)/1000*$W188)","v":0},null,null,{"$f":"IF(I188=\"\",0,I188*HLOOKUP($D188,'2_メイン'!$AC$17:$BB$20,4,FALSE)*$W188)","v":0},{"$f":"IF(J188=\"\",0,J188*HLOOKUP($D188,'2_メイン'!$AC$17:$BB$20,4,FALSE)*$W188)","v":0},{"$f":"IF(K188=\"\",0,K188*HLOOKUP($D188,'2_メイン'!$AC$17:$BB$20,4,FALSE)*$W188)","v":0},{"$f":"IF(L188=\"\",0,L188*HLOOKUP($D188,'2_メイン'!$AC$17:$BB$20,4,FALSE)*$W188)","v":0},{"$f":"IF(M188=\"\",0,M188*HLOOKUP($D188,'2_メイン'!$AC$17:$BB$20,4,FALSE)*$W188)","v":0},{"$f":"IF(N188=\"\",0,N188*HLOOKUP($D188,'2_メイン'!$AC$17:$BB$20,4,FALSE)*$W188)","v":0},{"$f":"IF(O188=\"\",0,O188*HLOOKUP($D188,'2_メイン'!$AC$17:$BB$20,4,FALSE)*$W188)","v":0},{"$f":"IF(P188=\"\",0,P188*HLOOKUP($D188,'2_メイン'!$AC$17:$BB$20,4,FALSE)*$W188)","v":0},{"$f":"IF(Q188=\"\",0,Q188*HLOOKUP($D188,'2_メイン'!$AC$17:$BB$20,4,FALSE)*$W188)","v":0},{"$f":"IF(R188=\"\",0,R188*HLOOKUP($D188,'2_メイン'!$AC$17:$BB$20,4,FALSE)*$W188)","v":0},{"$f":"IF(S188=\"\",0,S188*HLOOKUP($D188,'2_メイン'!$AC$17:$BB$20,4,FALSE)*$W188)","v":0},{"$f":"IF(T188=\"\",0,T188*HLOOKUP($D188,'2_メイン'!$AC$17:$BB$20,4,FALSE)*$W188)","v":0}]
[null,179,null,null,null,null,"",null,null,null,null,null,null,null,null,null,null,null,null,null,null,{"$f":"IF(U189=\"\",\"\",U189*HLOOKUP(D189,'2_メイン'!$AC$17:$BB$19,3,FALSE)/1000)","v":""},1,null,null,null,null,null,null,null,null,null,null,null,null,null,null,null,null,null,null,null,null,null,null,{"$f":"IF(I189=\"\",0,I189*HLOOKUP($D189,'2_メイン'!$AC$17:$BB$19,3,FALSE)/1000*$W189)","v":0},{"$f":"IF(J189=\"\",0,J189*HLOOKUP($D189,'2_メイン'!$AC$17:$BB$19,3,FALSE)/1000*$W189)","v":0},{"$f":"IF(K189=\"\",0,K189*HLOOKUP($D189,'2_メイン'!$AC$17:$BB$19,3,FALSE)/1000*$W189)","v":0},{"$f":"IF(L189=\"\",0,L189*HLOOKUP($D189,'2_メイン'!$AC$17:$BB$19,3,FALSE)/1000*$W189)","v":0},{"$f":"IF(M189=\"\",0,M189*HLOOKUP($D189,'2_メイン'!$AC$17:$BB$19,3,FALSE)/1000*$W189)","v":0},{"$f":"IF(N189=\"\",0,N189*HLOOKUP($D189,'2_メイン'!$AC$17:$BB$19,3,FALSE)/1000*$W189)","v":0},{"$f":"IF(O189=\"\",0,O189*HLOOKUP($D189,'2_メイン'!$AC$17:$BB$19,3,FALSE)/1000*$W189)","v":0},{"$f":"IF(P189=\"\",0,P189*HLOOKUP($D189,'2_メイン'!$AC$17:$BB$19,3,FALSE)/1000*$W189)","v":0},{"$f":"IF(Q189=\"\",0,Q189*HLOOKUP($D189,'2_メイン'!$AC$17:$BB$19,3,FALSE)/1000*$W189)","v":0},{"$f":"IF(R189=\"\",0,R189*HLOOKUP($D189,'2_メイン'!$AC$17:$BB$19,3,FALSE)/1000*$W189)","v":0},{"$f":"IF(S189=\"\",0,S189*HLOOKUP($D189,'2_メイン'!$AC$17:$BB$19,3,FALSE)/1000*$W189)","v":0},{"$f":"IF(T189=\"\",0,T189*HLOOKUP($D189,'2_メイン'!$AC$17:$BB$19,3,FALSE)/1000*$W189)","v":0},null,null,{"$f":"IF(I189=\"\",0,I189*HLOOKUP($D189,'2_メイン'!$AC$17:$BB$20,4,FALSE)*$W189)","v":0},{"$f":"IF(J189=\"\",0,J189*HLOOKUP($D189,'2_メイン'!$AC$17:$BB$20,4,FALSE)*$W189)","v":0},{"$f":"IF(K189=\"\",0,K189*HLOOKUP($D189,'2_メイン'!$AC$17:$BB$20,4,FALSE)*$W189)","v":0},{"$f":"IF(L189=\"\",0,L189*HLOOKUP($D189,'2_メイン'!$AC$17:$BB$20,4,FALSE)*$W189)","v":0},{"$f":"IF(M189=\"\",0,M189*HLOOKUP($D189,'2_メイン'!$AC$17:$BB$20,4,FALSE)*$W189)","v":0},{"$f":"IF(N189=\"\",0,N189*HLOOKUP($D189,'2_メイン'!$AC$17:$BB$20,4,FALSE)*$W189)","v":0},{"$f":"IF(O189=\"\",0,O189*HLOOKUP($D189,'2_メイン'!$AC$17:$BB$20,4,FALSE)*$W189)","v":0},{"$f":"IF(P189=\"\",0,P189*HLOOKUP($D189,'2_メイン'!$AC$17:$BB$20,4,FALSE)*$W189)","v":0},{"$f":"IF(Q189=\"\",0,Q189*HLOOKUP($D189,'2_メイン'!$AC$17:$BB$20,4,FALSE)*$W189)","v":0},{"$f":"IF(R189=\"\",0,R189*HLOOKUP($D189,'2_メイン'!$AC$17:$BB$20,4,FALSE)*$W189)","v":0},{"$f":"IF(S189=\"\",0,S189*HLOOKUP($D189,'2_メイン'!$AC$17:$BB$20,4,FALSE)*$W189)","v":0},{"$f":"IF(T189=\"\",0,T189*HLOOKUP($D189,'2_メイン'!$AC$17:$BB$20,4,FALSE)*$W189)","v":0}]
[null,180,null,null,null,null,"",null,null,null,null,null,null,null,null,null,null,null,null,null,null,{"$f":"IF(U190=\"\",\"\",U190*HLOOKUP(D190,'2_メイン'!$AC$17:$BB$19,3,FALSE)/1000)","v":""},1,null,null,null,null,null,null,null,null,null,null,null,null,null,null,null,null,null,null,null,null,null,null,{"$f":"IF(I190=\"\",0,I190*HLOOKUP($D190,'2_メイン'!$AC$17:$BB$19,3,FALSE)/1000*$W190)","v":0},{"$f":"IF(J190=\"\",0,J190*HLOOKUP($D190,'2_メイン'!$AC$17:$BB$19,3,FALSE)/1000*$W190)","v":0},{"$f":"IF(K190=\"\",0,K190*HLOOKUP($D190,'2_メイン'!$AC$17:$BB$19,3,FALSE)/1000*$W190)","v":0},{"$f":"IF(L190=\"\",0,L190*HLOOKUP($D190,'2_メイン'!$AC$17:$BB$19,3,FALSE)/1000*$W190)","v":0},{"$f":"IF(M190=\"\",0,M190*HLOOKUP($D190,'2_メイン'!$AC$17:$BB$19,3,FALSE)/1000*$W190)","v":0},{"$f":"IF(N190=\"\",0,N190*HLOOKUP($D190,'2_メイン'!$AC$17:$BB$19,3,FALSE)/1000*$W190)","v":0},{"$f":"IF(O190=\"\",0,O190*HLOOKUP($D190,'2_メイン'!$AC$17:$BB$19,3,FALSE)/1000*$W190)","v":0},{"$f":"IF(P190=\"\",0,P190*HLOOKUP($D190,'2_メイン'!$AC$17:$BB$19,3,FALSE)/1000*$W190)","v":0},{"$f":"IF(Q190=\"\",0,Q190*HLOOKUP($D190,'2_メイン'!$AC$17:$BB$19,3,FALSE)/1000*$W190)","v":0},{"$f":"IF(R190=\"\",0,R190*HLOOKUP($D190,'2_メイン'!$AC$17:$BB$19,3,FALSE)/1000*$W190)","v":0},{"$f":"IF(S190=\"\",0,S190*HLOOKUP($D190,'2_メイン'!$AC$17:$BB$19,3,FALSE)/1000*$W190)","v":0},{"$f":"IF(T190=\"\",0,T190*HLOOKUP($D190,'2_メイン'!$AC$17:$BB$19,3,FALSE)/1000*$W190)","v":0},null,null,{"$f":"IF(I190=\"\",0,I190*HLOOKUP($D190,'2_メイン'!$AC$17:$BB$20,4,FALSE)*$W190)","v":0},{"$f":"IF(J190=\"\",0,J190*HLOOKUP($D190,'2_メイン'!$AC$17:$BB$20,4,FALSE)*$W190)","v":0},{"$f":"IF(K190=\"\",0,K190*HLOOKUP($D190,'2_メイン'!$AC$17:$BB$20,4,FALSE)*$W190)","v":0},{"$f":"IF(L190=\"\",0,L190*HLOOKUP($D190,'2_メイン'!$AC$17:$BB$20,4,FALSE)*$W190)","v":0},{"$f":"IF(M190=\"\",0,M190*HLOOKUP($D190,'2_メイン'!$AC$17:$BB$20,4,FALSE)*$W190)","v":0},{"$f":"IF(N190=\"\",0,N190*HLOOKUP($D190,'2_メイン'!$AC$17:$BB$20,4,FALSE)*$W190)","v":0},{"$f":"IF(O190=\"\",0,O190*HLOOKUP($D190,'2_メイン'!$AC$17:$BB$20,4,FALSE)*$W190)","v":0},{"$f":"IF(P190=\"\",0,P190*HLOOKUP($D190,'2_メイン'!$AC$17:$BB$20,4,FALSE)*$W190)","v":0},{"$f":"IF(Q190=\"\",0,Q190*HLOOKUP($D190,'2_メイン'!$AC$17:$BB$20,4,FALSE)*$W190)","v":0},{"$f":"IF(R190=\"\",0,R190*HLOOKUP($D190,'2_メイン'!$AC$17:$BB$20,4,FALSE)*$W190)","v":0},{"$f":"IF(S190=\"\",0,S190*HLOOKUP($D190,'2_メイン'!$AC$17:$BB$20,4,FALSE)*$W190)","v":0},{"$f":"IF(T190=\"\",0,T190*HLOOKUP($D190,'2_メイン'!$AC$17:$BB$20,4,FALSE)*$W190)","v":0}]
[null,181,null,null,null,null,"",null,null,null,null,null,null,null,null,null,null,null,null,null,null,{"$f":"IF(U191=\"\",\"\",U191*HLOOKUP(D191,'2_メイン'!$AC$17:$BB$19,3,FALSE)/1000)","v":""},1,null,null,null,null,null,null,null,null,null,null,null,null,null,null,null,null,null,null,null,null,null,null,{"$f":"IF(I191=\"\",0,I191*HLOOKUP($D191,'2_メイン'!$AC$17:$BB$19,3,FALSE)/1000*$W191)","v":0},{"$f":"IF(J191=\"\",0,J191*HLOOKUP($D191,'2_メイン'!$AC$17:$BB$19,3,FALSE)/1000*$W191)","v":0},{"$f":"IF(K191=\"\",0,K191*HLOOKUP($D191,'2_メイン'!$AC$17:$BB$19,3,FALSE)/1000*$W191)","v":0},{"$f":"IF(L191=\"\",0,L191*HLOOKUP($D191,'2_メイン'!$AC$17:$BB$19,3,FALSE)/1000*$W191)","v":0},{"$f":"IF(M191=\"\",0,M191*HLOOKUP($D191,'2_メイン'!$AC$17:$BB$19,3,FALSE)/1000*$W191)","v":0},{"$f":"IF(N191=\"\",0,N191*HLOOKUP($D191,'2_メイン'!$AC$17:$BB$19,3,FALSE)/1000*$W191)","v":0},{"$f":"IF(O191=\"\",0,O191*HLOOKUP($D191,'2_メイン'!$AC$17:$BB$19,3,FALSE)/1000*$W191)","v":0},{"$f":"IF(P191=\"\",0,P191*HLOOKUP($D191,'2_メイン'!$AC$17:$BB$19,3,FALSE)/1000*$W191)","v":0},{"$f":"IF(Q191=\"\",0,Q191*HLOOKUP($D191,'2_メイン'!$AC$17:$BB$19,3,FALSE)/1000*$W191)","v":0},{"$f":"IF(R191=\"\",0,R191*HLOOKUP($D191,'2_メイン'!$AC$17:$BB$19,3,FALSE)/1000*$W191)","v":0},{"$f":"IF(S191=\"\",0,S191*HLOOKUP($D191,'2_メイン'!$AC$17:$BB$19,3,FALSE)/1000*$W191)","v":0},{"$f":"IF(T191=\"\",0,T191*HLOOKUP($D191,'2_メイン'!$AC$17:$BB$19,3,FALSE)/1000*$W191)","v":0},null,null,{"$f":"IF(I191=\"\",0,I191*HLOOKUP($D191,'2_メイン'!$AC$17:$BB$20,4,FALSE)*$W191)","v":0},{"$f":"IF(J191=\"\",0,J191*HLOOKUP($D191,'2_メイン'!$AC$17:$BB$20,4,FALSE)*$W191)","v":0},{"$f":"IF(K191=\"\",0,K191*HLOOKUP($D191,'2_メイン'!$AC$17:$BB$20,4,FALSE)*$W191)","v":0},{"$f":"IF(L191=\"\",0,L191*HLOOKUP($D191,'2_メイン'!$AC$17:$BB$20,4,FALSE)*$W191)","v":0},{"$f":"IF(M191=\"\",0,M191*HLOOKUP($D191,'2_メイン'!$AC$17:$BB$20,4,FALSE)*$W191)","v":0},{"$f":"IF(N191=\"\",0,N191*HLOOKUP($D191,'2_メイン'!$AC$17:$BB$20,4,FALSE)*$W191)","v":0},{"$f":"IF(O191=\"\",0,O191*HLOOKUP($D191,'2_メイン'!$AC$17:$BB$20,4,FALSE)*$W191)","v":0},{"$f":"IF(P191=\"\",0,P191*HLOOKUP($D191,'2_メイン'!$AC$17:$BB$20,4,FALSE)*$W191)","v":0},{"$f":"IF(Q191=\"\",0,Q191*HLOOKUP($D191,'2_メイン'!$AC$17:$BB$20,4,FALSE)*$W191)","v":0},{"$f":"IF(R191=\"\",0,R191*HLOOKUP($D191,'2_メイン'!$AC$17:$BB$20,4,FALSE)*$W191)","v":0},{"$f":"IF(S191=\"\",0,S191*HLOOKUP($D191,'2_メイン'!$AC$17:$BB$20,4,FALSE)*$W191)","v":0},{"$f":"IF(T191=\"\",0,T191*HLOOKUP($D191,'2_メイン'!$AC$17:$BB$20,4,FALSE)*$W191)","v":0}]
[null,182,null,null,null,null,"",null,null,null,null,null,null,null,null,null,null,null,null,null,null,{"$f":"IF(U192=\"\",\"\",U192*HLOOKUP(D192,'2_メイン'!$AC$17:$BB$19,3,FALSE)/1000)","v":""},1,null,null,null,null,null,null,null,null,null,null,null,null,null,null,null,null,null,null,null,null,null,null,{"$f":"IF(I192=\"\",0,I192*HLOOKUP($D192,'2_メイン'!$AC$17:$BB$19,3,FALSE)/1000*$W192)","v":0},{"$f":"IF(J192=\"\",0,J192*HLOOKUP($D192,'2_メイン'!$AC$17:$BB$19,3,FALSE)/1000*$W192)","v":0},{"$f":"IF(K192=\"\",0,K192*HLOOKUP($D192,'2_メイン'!$AC$17:$BB$19,3,FALSE)/1000*$W192)","v":0},{"$f":"IF(L192=\"\",0,L192*HLOOKUP($D192,'2_メイン'!$AC$17:$BB$19,3,FALSE)/1000*$W192)","v":0},{"$f":"IF(M192=\"\",0,M192*HLOOKUP($D192,'2_メイン'!$AC$17:$BB$19,3,FALSE)/1000*$W192)","v":0},{"$f":"IF(N192=\"\",0,N192*HLOOKUP($D192,'2_メイン'!$AC$17:$BB$19,3,FALSE)/1000*$W192)","v":0},{"$f":"IF(O192=\"\",0,O192*HLOOKUP($D192,'2_メイン'!$AC$17:$BB$19,3,FALSE)/1000*$W192)","v":0},{"$f":"IF(P192=\"\",0,P192*HLOOKUP($D192,'2_メイン'!$AC$17:$BB$19,3,FALSE)/1000*$W192)","v":0},{"$f":"IF(Q192=\"\",0,Q192*HLOOKUP($D192,'2_メイン'!$AC$17:$BB$19,3,FALSE)/1000*$W192)","v":0},{"$f":"IF(R192=\"\",0,R192*HLOOKUP($D192,'2_メイン'!$AC$17:$BB$19,3,FALSE)/1000*$W192)","v":0},{"$f":"IF(S192=\"\",0,S192*HLOOKUP($D192,'2_メイン'!$AC$17:$BB$19,3,FALSE)/1000*$W192)","v":0},{"$f":"IF(T192=\"\",0,T192*HLOOKUP($D192,'2_メイン'!$AC$17:$BB$19,3,FALSE)/1000*$W192)","v":0},null,null,{"$f":"IF(I192=\"\",0,I192*HLOOKUP($D192,'2_メイン'!$AC$17:$BB$20,4,FALSE)*$W192)","v":0},{"$f":"IF(J192=\"\",0,J192*HLOOKUP($D192,'2_メイン'!$AC$17:$BB$20,4,FALSE)*$W192)","v":0},{"$f":"IF(K192=\"\",0,K192*HLOOKUP($D192,'2_メイン'!$AC$17:$BB$20,4,FALSE)*$W192)","v":0},{"$f":"IF(L192=\"\",0,L192*HLOOKUP($D192,'2_メイン'!$AC$17:$BB$20,4,FALSE)*$W192)","v":0},{"$f":"IF(M192=\"\",0,M192*HLOOKUP($D192,'2_メイン'!$AC$17:$BB$20,4,FALSE)*$W192)","v":0},{"$f":"IF(N192=\"\",0,N192*HLOOKUP($D192,'2_メイン'!$AC$17:$BB$20,4,FALSE)*$W192)","v":0},{"$f":"IF(O192=\"\",0,O192*HLOOKUP($D192,'2_メイン'!$AC$17:$BB$20,4,FALSE)*$W192)","v":0},{"$f":"IF(P192=\"\",0,P192*HLOOKUP($D192,'2_メイン'!$AC$17:$BB$20,4,FALSE)*$W192)","v":0},{"$f":"IF(Q192=\"\",0,Q192*HLOOKUP($D192,'2_メイン'!$AC$17:$BB$20,4,FALSE)*$W192)","v":0},{"$f":"IF(R192=\"\",0,R192*HLOOKUP($D192,'2_メイン'!$AC$17:$BB$20,4,FALSE)*$W192)","v":0},{"$f":"IF(S192=\"\",0,S192*HLOOKUP($D192,'2_メイン'!$AC$17:$BB$20,4,FALSE)*$W192)","v":0},{"$f":"IF(T192=\"\",0,T192*HLOOKUP($D192,'2_メイン'!$AC$17:$BB$20,4,FALSE)*$W192)","v":0}]
[null,183,null,null,null,null,"",null,null,null,null,null,null,null,null,null,null,null,null,null,null,{"$f":"IF(U193=\"\",\"\",U193*HLOOKUP(D193,'2_メイン'!$AC$17:$BB$19,3,FALSE)/1000)","v":""},1,null,null,null,null,null,null,null,null,null,null,null,null,null,null,null,null,null,null,null,null,null,null,{"$f":"IF(I193=\"\",0,I193*HLOOKUP($D193,'2_メイン'!$AC$17:$BB$19,3,FALSE)/1000*$W193)","v":0},{"$f":"IF(J193=\"\",0,J193*HLOOKUP($D193,'2_メイン'!$AC$17:$BB$19,3,FALSE)/1000*$W193)","v":0},{"$f":"IF(K193=\"\",0,K193*HLOOKUP($D193,'2_メイン'!$AC$17:$BB$19,3,FALSE)/1000*$W193)","v":0},{"$f":"IF(L193=\"\",0,L193*HLOOKUP($D193,'2_メイン'!$AC$17:$BB$19,3,FALSE)/1000*$W193)","v":0},{"$f":"IF(M193=\"\",0,M193*HLOOKUP($D193,'2_メイン'!$AC$17:$BB$19,3,FALSE)/1000*$W193)","v":0},{"$f":"IF(N193=\"\",0,N193*HLOOKUP($D193,'2_メイン'!$AC$17:$BB$19,3,FALSE)/1000*$W193)","v":0},{"$f":"IF(O193=\"\",0,O193*HLOOKUP($D193,'2_メイン'!$AC$17:$BB$19,3,FALSE)/1000*$W193)","v":0},{"$f":"IF(P193=\"\",0,P193*HLOOKUP($D193,'2_メイン'!$AC$17:$BB$19,3,FALSE)/1000*$W193)","v":0},{"$f":"IF(Q193=\"\",0,Q193*HLOOKUP($D193,'2_メイン'!$AC$17:$BB$19,3,FALSE)/1000*$W193)","v":0},{"$f":"IF(R193=\"\",0,R193*HLOOKUP($D193,'2_メイン'!$AC$17:$BB$19,3,FALSE)/1000*$W193)","v":0},{"$f":"IF(S193=\"\",0,S193*HLOOKUP($D193,'2_メイン'!$AC$17:$BB$19,3,FALSE)/1000*$W193)","v":0},{"$f":"IF(T193=\"\",0,T193*HLOOKUP($D193,'2_メイン'!$AC$17:$BB$19,3,FALSE)/1000*$W193)","v":0},null,null,{"$f":"IF(I193=\"\",0,I193*HLOOKUP($D193,'2_メイン'!$AC$17:$BB$20,4,FALSE)*$W193)","v":0},{"$f":"IF(J193=\"\",0,J193*HLOOKUP($D193,'2_メイン'!$AC$17:$BB$20,4,FALSE)*$W193)","v":0},{"$f":"IF(K193=\"\",0,K193*HLOOKUP($D193,'2_メイン'!$AC$17:$BB$20,4,FALSE)*$W193)","v":0},{"$f":"IF(L193=\"\",0,L193*HLOOKUP($D193,'2_メイン'!$AC$17:$BB$20,4,FALSE)*$W193)","v":0},{"$f":"IF(M193=\"\",0,M193*HLOOKUP($D193,'2_メイン'!$AC$17:$BB$20,4,FALSE)*$W193)","v":0},{"$f":"IF(N193=\"\",0,N193*HLOOKUP($D193,'2_メイン'!$AC$17:$BB$20,4,FALSE)*$W193)","v":0},{"$f":"IF(O193=\"\",0,O193*HLOOKUP($D193,'2_メイン'!$AC$17:$BB$20,4,FALSE)*$W193)","v":0},{"$f":"IF(P193=\"\",0,P193*HLOOKUP($D193,'2_メイン'!$AC$17:$BB$20,4,FALSE)*$W193)","v":0},{"$f":"IF(Q193=\"\",0,Q193*HLOOKUP($D193,'2_メイン'!$AC$17:$BB$20,4,FALSE)*$W193)","v":0},{"$f":"IF(R193=\"\",0,R193*HLOOKUP($D193,'2_メイン'!$AC$17:$BB$20,4,FALSE)*$W193)","v":0},{"$f":"IF(S193=\"\",0,S193*HLOOKUP($D193,'2_メイン'!$AC$17:$BB$20,4,FALSE)*$W193)","v":0},{"$f":"IF(T193=\"\",0,T193*HLOOKUP($D193,'2_メイン'!$AC$17:$BB$20,4,FALSE)*$W193)","v":0}]
[null,184,null,null,null,null,"",null,null,null,null,null,null,null,null,null,null,null,null,null,null,{"$f":"IF(U194=\"\",\"\",U194*HLOOKUP(D194,'2_メイン'!$AC$17:$BB$19,3,FALSE)/1000)","v":""},1,null,null,null,null,null,null,null,null,null,null,null,null,null,null,null,null,null,null,null,null,null,null,{"$f":"IF(I194=\"\",0,I194*HLOOKUP($D194,'2_メイン'!$AC$17:$BB$19,3,FALSE)/1000*$W194)","v":0},{"$f":"IF(J194=\"\",0,J194*HLOOKUP($D194,'2_メイン'!$AC$17:$BB$19,3,FALSE)/1000*$W194)","v":0},{"$f":"IF(K194=\"\",0,K194*HLOOKUP($D194,'2_メイン'!$AC$17:$BB$19,3,FALSE)/1000*$W194)","v":0},{"$f":"IF(L194=\"\",0,L194*HLOOKUP($D194,'2_メイン'!$AC$17:$BB$19,3,FALSE)/1000*$W194)","v":0},{"$f":"IF(M194=\"\",0,M194*HLOOKUP($D194,'2_メイン'!$AC$17:$BB$19,3,FALSE)/1000*$W194)","v":0},{"$f":"IF(N194=\"\",0,N194*HLOOKUP($D194,'2_メイン'!$AC$17:$BB$19,3,FALSE)/1000*$W194)","v":0},{"$f":"IF(O194=\"\",0,O194*HLOOKUP($D194,'2_メイン'!$AC$17:$BB$19,3,FALSE)/1000*$W194)","v":0},{"$f":"IF(P194=\"\",0,P194*HLOOKUP($D194,'2_メイン'!$AC$17:$BB$19,3,FALSE)/1000*$W194)","v":0},{"$f":"IF(Q194=\"\",0,Q194*HLOOKUP($D194,'2_メイン'!$AC$17:$BB$19,3,FALSE)/1000*$W194)","v":0},{"$f":"IF(R194=\"\",0,R194*HLOOKUP($D194,'2_メイン'!$AC$17:$BB$19,3,FALSE)/1000*$W194)","v":0},{"$f":"IF(S194=\"\",0,S194*HLOOKUP($D194,'2_メイン'!$AC$17:$BB$19,3,FALSE)/1000*$W194)","v":0},{"$f":"IF(T194=\"\",0,T194*HLOOKUP($D194,'2_メイン'!$AC$17:$BB$19,3,FALSE)/1000*$W194)","v":0},null,null,{"$f":"IF(I194=\"\",0,I194*HLOOKUP($D194,'2_メイン'!$AC$17:$BB$20,4,FALSE)*$W194)","v":0},{"$f":"IF(J194=\"\",0,J194*HLOOKUP($D194,'2_メイン'!$AC$17:$BB$20,4,FALSE)*$W194)","v":0},{"$f":"IF(K194=\"\",0,K194*HLOOKUP($D194,'2_メイン'!$AC$17:$BB$20,4,FALSE)*$W194)","v":0},{"$f":"IF(L194=\"\",0,L194*HLOOKUP($D194,'2_メイン'!$AC$17:$BB$20,4,FALSE)*$W194)","v":0},{"$f":"IF(M194=\"\",0,M194*HLOOKUP($D194,'2_メイン'!$AC$17:$BB$20,4,FALSE)*$W194)","v":0},{"$f":"IF(N194=\"\",0,N194*HLOOKUP($D194,'2_メイン'!$AC$17:$BB$20,4,FALSE)*$W194)","v":0},{"$f":"IF(O194=\"\",0,O194*HLOOKUP($D194,'2_メイン'!$AC$17:$BB$20,4,FALSE)*$W194)","v":0},{"$f":"IF(P194=\"\",0,P194*HLOOKUP($D194,'2_メイン'!$AC$17:$BB$20,4,FALSE)*$W194)","v":0},{"$f":"IF(Q194=\"\",0,Q194*HLOOKUP($D194,'2_メイン'!$AC$17:$BB$20,4,FALSE)*$W194)","v":0},{"$f":"IF(R194=\"\",0,R194*HLOOKUP($D194,'2_メイン'!$AC$17:$BB$20,4,FALSE)*$W194)","v":0},{"$f":"IF(S194=\"\",0,S194*HLOOKUP($D194,'2_メイン'!$AC$17:$BB$20,4,FALSE)*$W194)","v":0},{"$f":"IF(T194=\"\",0,T194*HLOOKUP($D194,'2_メイン'!$AC$17:$BB$20,4,FALSE)*$W194)","v":0}]
[null,185,null,null,null,null,"",null,null,null,null,null,null,null,null,null,null,null,null,null,null,{"$f":"IF(U195=\"\",\"\",U195*HLOOKUP(D195,'2_メイン'!$AC$17:$BB$19,3,FALSE)/1000)","v":""},1,null,null,null,null,null,null,null,null,null,null,null,null,null,null,null,null,null,null,null,null,null,null,{"$f":"IF(I195=\"\",0,I195*HLOOKUP($D195,'2_メイン'!$AC$17:$BB$19,3,FALSE)/1000*$W195)","v":0},{"$f":"IF(J195=\"\",0,J195*HLOOKUP($D195,'2_メイン'!$AC$17:$BB$19,3,FALSE)/1000*$W195)","v":0},{"$f":"IF(K195=\"\",0,K195*HLOOKUP($D195,'2_メイン'!$AC$17:$BB$19,3,FALSE)/1000*$W195)","v":0},{"$f":"IF(L195=\"\",0,L195*HLOOKUP($D195,'2_メイン'!$AC$17:$BB$19,3,FALSE)/1000*$W195)","v":0},{"$f":"IF(M195=\"\",0,M195*HLOOKUP($D195,'2_メイン'!$AC$17:$BB$19,3,FALSE)/1000*$W195)","v":0},{"$f":"IF(N195=\"\",0,N195*HLOOKUP($D195,'2_メイン'!$AC$17:$BB$19,3,FALSE)/1000*$W195)","v":0},{"$f":"IF(O195=\"\",0,O195*HLOOKUP($D195,'2_メイン'!$AC$17:$BB$19,3,FALSE)/1000*$W195)","v":0},{"$f":"IF(P195=\"\",0,P195*HLOOKUP($D195,'2_メイン'!$AC$17:$BB$19,3,FALSE)/1000*$W195)","v":0},{"$f":"IF(Q195=\"\",0,Q195*HLOOKUP($D195,'2_メイン'!$AC$17:$BB$19,3,FALSE)/1000*$W195)","v":0},{"$f":"IF(R195=\"\",0,R195*HLOOKUP($D195,'2_メイン'!$AC$17:$BB$19,3,FALSE)/1000*$W195)","v":0},{"$f":"IF(S195=\"\",0,S195*HLOOKUP($D195,'2_メイン'!$AC$17:$BB$19,3,FALSE)/1000*$W195)","v":0},{"$f":"IF(T195=\"\",0,T195*HLOOKUP($D195,'2_メイン'!$AC$17:$BB$19,3,FALSE)/1000*$W195)","v":0},null,null,{"$f":"IF(I195=\"\",0,I195*HLOOKUP($D195,'2_メイン'!$AC$17:$BB$20,4,FALSE)*$W195)","v":0},{"$f":"IF(J195=\"\",0,J195*HLOOKUP($D195,'2_メイン'!$AC$17:$BB$20,4,FALSE)*$W195)","v":0},{"$f":"IF(K195=\"\",0,K195*HLOOKUP($D195,'2_メイン'!$AC$17:$BB$20,4,FALSE)*$W195)","v":0},{"$f":"IF(L195=\"\",0,L195*HLOOKUP($D195,'2_メイン'!$AC$17:$BB$20,4,FALSE)*$W195)","v":0},{"$f":"IF(M195=\"\",0,M195*HLOOKUP($D195,'2_メイン'!$AC$17:$BB$20,4,FALSE)*$W195)","v":0},{"$f":"IF(N195=\"\",0,N195*HLOOKUP($D195,'2_メイン'!$AC$17:$BB$20,4,FALSE)*$W195)","v":0},{"$f":"IF(O195=\"\",0,O195*HLOOKUP($D195,'2_メイン'!$AC$17:$BB$20,4,FALSE)*$W195)","v":0},{"$f":"IF(P195=\"\",0,P195*HLOOKUP($D195,'2_メイン'!$AC$17:$BB$20,4,FALSE)*$W195)","v":0},{"$f":"IF(Q195=\"\",0,Q195*HLOOKUP($D195,'2_メイン'!$AC$17:$BB$20,4,FALSE)*$W195)","v":0},{"$f":"IF(R195=\"\",0,R195*HLOOKUP($D195,'2_メイン'!$AC$17:$BB$20,4,FALSE)*$W195)","v":0},{"$f":"IF(S195=\"\",0,S195*HLOOKUP($D195,'2_メイン'!$AC$17:$BB$20,4,FALSE)*$W195)","v":0},{"$f":"IF(T195=\"\",0,T195*HLOOKUP($D195,'2_メイン'!$AC$17:$BB$20,4,FALSE)*$W195)","v":0}]
[null,186,null,null,null,null,"",null,null,null,null,null,null,null,null,null,null,null,null,null,null,{"$f":"IF(U196=\"\",\"\",U196*HLOOKUP(D196,'2_メイン'!$AC$17:$BB$19,3,FALSE)/1000)","v":""},1,null,null,null,null,null,null,null,null,null,null,null,null,null,null,null,null,null,null,null,null,null,null,{"$f":"IF(I196=\"\",0,I196*HLOOKUP($D196,'2_メイン'!$AC$17:$BB$19,3,FALSE)/1000*$W196)","v":0},{"$f":"IF(J196=\"\",0,J196*HLOOKUP($D196,'2_メイン'!$AC$17:$BB$19,3,FALSE)/1000*$W196)","v":0},{"$f":"IF(K196=\"\",0,K196*HLOOKUP($D196,'2_メイン'!$AC$17:$BB$19,3,FALSE)/1000*$W196)","v":0},{"$f":"IF(L196=\"\",0,L196*HLOOKUP($D196,'2_メイン'!$AC$17:$BB$19,3,FALSE)/1000*$W196)","v":0},{"$f":"IF(M196=\"\",0,M196*HLOOKUP($D196,'2_メイン'!$AC$17:$BB$19,3,FALSE)/1000*$W196)","v":0},{"$f":"IF(N196=\"\",0,N196*HLOOKUP($D196,'2_メイン'!$AC$17:$BB$19,3,FALSE)/1000*$W196)","v":0},{"$f":"IF(O196=\"\",0,O196*HLOOKUP($D196,'2_メイン'!$AC$17:$BB$19,3,FALSE)/1000*$W196)","v":0},{"$f":"IF(P196=\"\",0,P196*HLOOKUP($D196,'2_メイン'!$AC$17:$BB$19,3,FALSE)/1000*$W196)","v":0},{"$f":"IF(Q196=\"\",0,Q196*HLOOKUP($D196,'2_メイン'!$AC$17:$BB$19,3,FALSE)/1000*$W196)","v":0},{"$f":"IF(R196=\"\",0,R196*HLOOKUP($D196,'2_メイン'!$AC$17:$BB$19,3,FALSE)/1000*$W196)","v":0},{"$f":"IF(S196=\"\",0,S196*HLOOKUP($D196,'2_メイン'!$AC$17:$BB$19,3,FALSE)/1000*$W196)","v":0},{"$f":"IF(T196=\"\",0,T196*HLOOKUP($D196,'2_メイン'!$AC$17:$BB$19,3,FALSE)/1000*$W196)","v":0},null,null,{"$f":"IF(I196=\"\",0,I196*HLOOKUP($D196,'2_メイン'!$AC$17:$BB$20,4,FALSE)*$W196)","v":0},{"$f":"IF(J196=\"\",0,J196*HLOOKUP($D196,'2_メイン'!$AC$17:$BB$20,4,FALSE)*$W196)","v":0},{"$f":"IF(K196=\"\",0,K196*HLOOKUP($D196,'2_メイン'!$AC$17:$BB$20,4,FALSE)*$W196)","v":0},{"$f":"IF(L196=\"\",0,L196*HLOOKUP($D196,'2_メイン'!$AC$17:$BB$20,4,FALSE)*$W196)","v":0},{"$f":"IF(M196=\"\",0,M196*HLOOKUP($D196,'2_メイン'!$AC$17:$BB$20,4,FALSE)*$W196)","v":0},{"$f":"IF(N196=\"\",0,N196*HLOOKUP($D196,'2_メイン'!$AC$17:$BB$20,4,FALSE)*$W196)","v":0},{"$f":"IF(O196=\"\",0,O196*HLOOKUP($D196,'2_メイン'!$AC$17:$BB$20,4,FALSE)*$W196)","v":0},{"$f":"IF(P196=\"\",0,P196*HLOOKUP($D196,'2_メイン'!$AC$17:$BB$20,4,FALSE)*$W196)","v":0},{"$f":"IF(Q196=\"\",0,Q196*HLOOKUP($D196,'2_メイン'!$AC$17:$BB$20,4,FALSE)*$W196)","v":0},{"$f":"IF(R196=\"\",0,R196*HLOOKUP($D196,'2_メイン'!$AC$17:$BB$20,4,FALSE)*$W196)","v":0},{"$f":"IF(S196=\"\",0,S196*HLOOKUP($D196,'2_メイン'!$AC$17:$BB$20,4,FALSE)*$W196)","v":0},{"$f":"IF(T196=\"\",0,T196*HLOOKUP($D196,'2_メイン'!$AC$17:$BB$20,4,FALSE)*$W196)","v":0}]
[null,187,null,null,null,null,"",null,null,null,null,null,null,null,null,null,null,null,null,null,null,{"$f":"IF(U197=\"\",\"\",U197*HLOOKUP(D197,'2_メイン'!$AC$17:$BB$19,3,FALSE)/1000)","v":""},1,null,null,null,null,null,null,null,null,null,null,null,null,null,null,null,null,null,null,null,null,null,null,{"$f":"IF(I197=\"\",0,I197*HLOOKUP($D197,'2_メイン'!$AC$17:$BB$19,3,FALSE)/1000*$W197)","v":0},{"$f":"IF(J197=\"\",0,J197*HLOOKUP($D197,'2_メイン'!$AC$17:$BB$19,3,FALSE)/1000*$W197)","v":0},{"$f":"IF(K197=\"\",0,K197*HLOOKUP($D197,'2_メイン'!$AC$17:$BB$19,3,FALSE)/1000*$W197)","v":0},{"$f":"IF(L197=\"\",0,L197*HLOOKUP($D197,'2_メイン'!$AC$17:$BB$19,3,FALSE)/1000*$W197)","v":0},{"$f":"IF(M197=\"\",0,M197*HLOOKUP($D197,'2_メイン'!$AC$17:$BB$19,3,FALSE)/1000*$W197)","v":0},{"$f":"IF(N197=\"\",0,N197*HLOOKUP($D197,'2_メイン'!$AC$17:$BB$19,3,FALSE)/1000*$W197)","v":0},{"$f":"IF(O197=\"\",0,O197*HLOOKUP($D197,'2_メイン'!$AC$17:$BB$19,3,FALSE)/1000*$W197)","v":0},{"$f":"IF(P197=\"\",0,P197*HLOOKUP($D197,'2_メイン'!$AC$17:$BB$19,3,FALSE)/1000*$W197)","v":0},{"$f":"IF(Q197=\"\",0,Q197*HLOOKUP($D197,'2_メイン'!$AC$17:$BB$19,3,FALSE)/1000*$W197)","v":0},{"$f":"IF(R197=\"\",0,R197*HLOOKUP($D197,'2_メイン'!$AC$17:$BB$19,3,FALSE)/1000*$W197)","v":0},{"$f":"IF(S197=\"\",0,S197*HLOOKUP($D197,'2_メイン'!$AC$17:$BB$19,3,FALSE)/1000*$W197)","v":0},{"$f":"IF(T197=\"\",0,T197*HLOOKUP($D197,'2_メイン'!$AC$17:$BB$19,3,FALSE)/1000*$W197)","v":0},null,null,{"$f":"IF(I197=\"\",0,I197*HLOOKUP($D197,'2_メイン'!$AC$17:$BB$20,4,FALSE)*$W197)","v":0},{"$f":"IF(J197=\"\",0,J197*HLOOKUP($D197,'2_メイン'!$AC$17:$BB$20,4,FALSE)*$W197)","v":0},{"$f":"IF(K197=\"\",0,K197*HLOOKUP($D197,'2_メイン'!$AC$17:$BB$20,4,FALSE)*$W197)","v":0},{"$f":"IF(L197=\"\",0,L197*HLOOKUP($D197,'2_メイン'!$AC$17:$BB$20,4,FALSE)*$W197)","v":0},{"$f":"IF(M197=\"\",0,M197*HLOOKUP($D197,'2_メイン'!$AC$17:$BB$20,4,FALSE)*$W197)","v":0},{"$f":"IF(N197=\"\",0,N197*HLOOKUP($D197,'2_メイン'!$AC$17:$BB$20,4,FALSE)*$W197)","v":0},{"$f":"IF(O197=\"\",0,O197*HLOOKUP($D197,'2_メイン'!$AC$17:$BB$20,4,FALSE)*$W197)","v":0},{"$f":"IF(P197=\"\",0,P197*HLOOKUP($D197,'2_メイン'!$AC$17:$BB$20,4,FALSE)*$W197)","v":0},{"$f":"IF(Q197=\"\",0,Q197*HLOOKUP($D197,'2_メイン'!$AC$17:$BB$20,4,FALSE)*$W197)","v":0},{"$f":"IF(R197=\"\",0,R197*HLOOKUP($D197,'2_メイン'!$AC$17:$BB$20,4,FALSE)*$W197)","v":0},{"$f":"IF(S197=\"\",0,S197*HLOOKUP($D197,'2_メイン'!$AC$17:$BB$20,4,FALSE)*$W197)","v":0},{"$f":"IF(T197=\"\",0,T197*HLOOKUP($D197,'2_メイン'!$AC$17:$BB$20,4,FALSE)*$W197)","v":0}]
[null,188,null,null,null,null,"",null,null,null,null,null,null,null,null,null,null,null,null,null,null,{"$f":"IF(U198=\"\",\"\",U198*HLOOKUP(D198,'2_メイン'!$AC$17:$BB$19,3,FALSE)/1000)","v":""},1,null,null,null,null,null,null,null,null,null,null,null,null,null,null,null,null,null,null,null,null,null,null,{"$f":"IF(I198=\"\",0,I198*HLOOKUP($D198,'2_メイン'!$AC$17:$BB$19,3,FALSE)/1000*$W198)","v":0},{"$f":"IF(J198=\"\",0,J198*HLOOKUP($D198,'2_メイン'!$AC$17:$BB$19,3,FALSE)/1000*$W198)","v":0},{"$f":"IF(K198=\"\",0,K198*HLOOKUP($D198,'2_メイン'!$AC$17:$BB$19,3,FALSE)/1000*$W198)","v":0},{"$f":"IF(L198=\"\",0,L198*HLOOKUP($D198,'2_メイン'!$AC$17:$BB$19,3,FALSE)/1000*$W198)","v":0},{"$f":"IF(M198=\"\",0,M198*HLOOKUP($D198,'2_メイン'!$AC$17:$BB$19,3,FALSE)/1000*$W198)","v":0},{"$f":"IF(N198=\"\",0,N198*HLOOKUP($D198,'2_メイン'!$AC$17:$BB$19,3,FALSE)/1000*$W198)","v":0},{"$f":"IF(O198=\"\",0,O198*HLOOKUP($D198,'2_メイン'!$AC$17:$BB$19,3,FALSE)/1000*$W198)","v":0},{"$f":"IF(P198=\"\",0,P198*HLOOKUP($D198,'2_メイン'!$AC$17:$BB$19,3,FALSE)/1000*$W198)","v":0},{"$f":"IF(Q198=\"\",0,Q198*HLOOKUP($D198,'2_メイン'!$AC$17:$BB$19,3,FALSE)/1000*$W198)","v":0},{"$f":"IF(R198=\"\",0,R198*HLOOKUP($D198,'2_メイン'!$AC$17:$BB$19,3,FALSE)/1000*$W198)","v":0},{"$f":"IF(S198=\"\",0,S198*HLOOKUP($D198,'2_メイン'!$AC$17:$BB$19,3,FALSE)/1000*$W198)","v":0},{"$f":"IF(T198=\"\",0,T198*HLOOKUP($D198,'2_メイン'!$AC$17:$BB$19,3,FALSE)/1000*$W198)","v":0},null,null,{"$f":"IF(I198=\"\",0,I198*HLOOKUP($D198,'2_メイン'!$AC$17:$BB$20,4,FALSE)*$W198)","v":0},{"$f":"IF(J198=\"\",0,J198*HLOOKUP($D198,'2_メイン'!$AC$17:$BB$20,4,FALSE)*$W198)","v":0},{"$f":"IF(K198=\"\",0,K198*HLOOKUP($D198,'2_メイン'!$AC$17:$BB$20,4,FALSE)*$W198)","v":0},{"$f":"IF(L198=\"\",0,L198*HLOOKUP($D198,'2_メイン'!$AC$17:$BB$20,4,FALSE)*$W198)","v":0},{"$f":"IF(M198=\"\",0,M198*HLOOKUP($D198,'2_メイン'!$AC$17:$BB$20,4,FALSE)*$W198)","v":0},{"$f":"IF(N198=\"\",0,N198*HLOOKUP($D198,'2_メイン'!$AC$17:$BB$20,4,FALSE)*$W198)","v":0},{"$f":"IF(O198=\"\",0,O198*HLOOKUP($D198,'2_メイン'!$AC$17:$BB$20,4,FALSE)*$W198)","v":0},{"$f":"IF(P198=\"\",0,P198*HLOOKUP($D198,'2_メイン'!$AC$17:$BB$20,4,FALSE)*$W198)","v":0},{"$f":"IF(Q198=\"\",0,Q198*HLOOKUP($D198,'2_メイン'!$AC$17:$BB$20,4,FALSE)*$W198)","v":0},{"$f":"IF(R198=\"\",0,R198*HLOOKUP($D198,'2_メイン'!$AC$17:$BB$20,4,FALSE)*$W198)","v":0},{"$f":"IF(S198=\"\",0,S198*HLOOKUP($D198,'2_メイン'!$AC$17:$BB$20,4,FALSE)*$W198)","v":0},{"$f":"IF(T198=\"\",0,T198*HLOOKUP($D198,'2_メイン'!$AC$17:$BB$20,4,FALSE)*$W198)","v":0}]
[null,189,null,null,null,null,"",null,null,null,null,null,null,null,null,null,null,null,null,null,null,{"$f":"IF(U199=\"\",\"\",U199*HLOOKUP(D199,'2_メイン'!$AC$17:$BB$19,3,FALSE)/1000)","v":""},1,null,null,null,null,null,null,null,null,null,null,null,null,null,null,null,null,null,null,null,null,null,null,{"$f":"IF(I199=\"\",0,I199*HLOOKUP($D199,'2_メイン'!$AC$17:$BB$19,3,FALSE)/1000*$W199)","v":0},{"$f":"IF(J199=\"\",0,J199*HLOOKUP($D199,'2_メイン'!$AC$17:$BB$19,3,FALSE)/1000*$W199)","v":0},{"$f":"IF(K199=\"\",0,K199*HLOOKUP($D199,'2_メイン'!$AC$17:$BB$19,3,FALSE)/1000*$W199)","v":0},{"$f":"IF(L199=\"\",0,L199*HLOOKUP($D199,'2_メイン'!$AC$17:$BB$19,3,FALSE)/1000*$W199)","v":0},{"$f":"IF(M199=\"\",0,M199*HLOOKUP($D199,'2_メイン'!$AC$17:$BB$19,3,FALSE)/1000*$W199)","v":0},{"$f":"IF(N199=\"\",0,N199*HLOOKUP($D199,'2_メイン'!$AC$17:$BB$19,3,FALSE)/1000*$W199)","v":0},{"$f":"IF(O199=\"\",0,O199*HLOOKUP($D199,'2_メイン'!$AC$17:$BB$19,3,FALSE)/1000*$W199)","v":0},{"$f":"IF(P199=\"\",0,P199*HLOOKUP($D199,'2_メイン'!$AC$17:$BB$19,3,FALSE)/1000*$W199)","v":0},{"$f":"IF(Q199=\"\",0,Q199*HLOOKUP($D199,'2_メイン'!$AC$17:$BB$19,3,FALSE)/1000*$W199)","v":0},{"$f":"IF(R199=\"\",0,R199*HLOOKUP($D199,'2_メイン'!$AC$17:$BB$19,3,FALSE)/1000*$W199)","v":0},{"$f":"IF(S199=\"\",0,S199*HLOOKUP($D199,'2_メイン'!$AC$17:$BB$19,3,FALSE)/1000*$W199)","v":0},{"$f":"IF(T199=\"\",0,T199*HLOOKUP($D199,'2_メイン'!$AC$17:$BB$19,3,FALSE)/1000*$W199)","v":0},null,null,{"$f":"IF(I199=\"\",0,I199*HLOOKUP($D199,'2_メイン'!$AC$17:$BB$20,4,FALSE)*$W199)","v":0},{"$f":"IF(J199=\"\",0,J199*HLOOKUP($D199,'2_メイン'!$AC$17:$BB$20,4,FALSE)*$W199)","v":0},{"$f":"IF(K199=\"\",0,K199*HLOOKUP($D199,'2_メイン'!$AC$17:$BB$20,4,FALSE)*$W199)","v":0},{"$f":"IF(L199=\"\",0,L199*HLOOKUP($D199,'2_メイン'!$AC$17:$BB$20,4,FALSE)*$W199)","v":0},{"$f":"IF(M199=\"\",0,M199*HLOOKUP($D199,'2_メイン'!$AC$17:$BB$20,4,FALSE)*$W199)","v":0},{"$f":"IF(N199=\"\",0,N199*HLOOKUP($D199,'2_メイン'!$AC$17:$BB$20,4,FALSE)*$W199)","v":0},{"$f":"IF(O199=\"\",0,O199*HLOOKUP($D199,'2_メイン'!$AC$17:$BB$20,4,FALSE)*$W199)","v":0},{"$f":"IF(P199=\"\",0,P199*HLOOKUP($D199,'2_メイン'!$AC$17:$BB$20,4,FALSE)*$W199)","v":0},{"$f":"IF(Q199=\"\",0,Q199*HLOOKUP($D199,'2_メイン'!$AC$17:$BB$20,4,FALSE)*$W199)","v":0},{"$f":"IF(R199=\"\",0,R199*HLOOKUP($D199,'2_メイン'!$AC$17:$BB$20,4,FALSE)*$W199)","v":0},{"$f":"IF(S199=\"\",0,S199*HLOOKUP($D199,'2_メイン'!$AC$17:$BB$20,4,FALSE)*$W199)","v":0},{"$f":"IF(T199=\"\",0,T199*HLOOKUP($D199,'2_メイン'!$AC$17:$BB$20,4,FALSE)*$W199)","v":0}]
[null,190,null,null,null,null,"",null,null,null,null,null,null,null,null,null,null,null,null,null,null,{"$f":"IF(U200=\"\",\"\",U200*HLOOKUP(D200,'2_メイン'!$AC$17:$BB$19,3,FALSE)/1000)","v":""},1,null,null,null,null,null,null,null,null,null,null,null,null,null,null,null,null,null,null,null,null,null,null,{"$f":"IF(I200=\"\",0,I200*HLOOKUP($D200,'2_メイン'!$AC$17:$BB$19,3,FALSE)/1000*$W200)","v":0},{"$f":"IF(J200=\"\",0,J200*HLOOKUP($D200,'2_メイン'!$AC$17:$BB$19,3,FALSE)/1000*$W200)","v":0},{"$f":"IF(K200=\"\",0,K200*HLOOKUP($D200,'2_メイン'!$AC$17:$BB$19,3,FALSE)/1000*$W200)","v":0},{"$f":"IF(L200=\"\",0,L200*HLOOKUP($D200,'2_メイン'!$AC$17:$BB$19,3,FALSE)/1000*$W200)","v":0},{"$f":"IF(M200=\"\",0,M200*HLOOKUP($D200,'2_メイン'!$AC$17:$BB$19,3,FALSE)/1000*$W200)","v":0},{"$f":"IF(N200=\"\",0,N200*HLOOKUP($D200,'2_メイン'!$AC$17:$BB$19,3,FALSE)/1000*$W200)","v":0},{"$f":"IF(O200=\"\",0,O200*HLOOKUP($D200,'2_メイン'!$AC$17:$BB$19,3,FALSE)/1000*$W200)","v":0},{"$f":"IF(P200=\"\",0,P200*HLOOKUP($D200,'2_メイン'!$AC$17:$BB$19,3,FALSE)/1000*$W200)","v":0},{"$f":"IF(Q200=\"\",0,Q200*HLOOKUP($D200,'2_メイン'!$AC$17:$BB$19,3,FALSE)/1000*$W200)","v":0},{"$f":"IF(R200=\"\",0,R200*HLOOKUP($D200,'2_メイン'!$AC$17:$BB$19,3,FALSE)/1000*$W200)","v":0},{"$f":"IF(S200=\"\",0,S200*HLOOKUP($D200,'2_メイン'!$AC$17:$BB$19,3,FALSE)/1000*$W200)","v":0},{"$f":"IF(T200=\"\",0,T200*HLOOKUP($D200,'2_メイン'!$AC$17:$BB$19,3,FALSE)/1000*$W200)","v":0},null,null,{"$f":"IF(I200=\"\",0,I200*HLOOKUP($D200,'2_メイン'!$AC$17:$BB$20,4,FALSE)*$W200)","v":0},{"$f":"IF(J200=\"\",0,J200*HLOOKUP($D200,'2_メイン'!$AC$17:$BB$20,4,FALSE)*$W200)","v":0},{"$f":"IF(K200=\"\",0,K200*HLOOKUP($D200,'2_メイン'!$AC$17:$BB$20,4,FALSE)*$W200)","v":0},{"$f":"IF(L200=\"\",0,L200*HLOOKUP($D200,'2_メイン'!$AC$17:$BB$20,4,FALSE)*$W200)","v":0},{"$f":"IF(M200=\"\",0,M200*HLOOKUP($D200,'2_メイン'!$AC$17:$BB$20,4,FALSE)*$W200)","v":0},{"$f":"IF(N200=\"\",0,N200*HLOOKUP($D200,'2_メイン'!$AC$17:$BB$20,4,FALSE)*$W200)","v":0},{"$f":"IF(O200=\"\",0,O200*HLOOKUP($D200,'2_メイン'!$AC$17:$BB$20,4,FALSE)*$W200)","v":0},{"$f":"IF(P200=\"\",0,P200*HLOOKUP($D200,'2_メイン'!$AC$17:$BB$20,4,FALSE)*$W200)","v":0},{"$f":"IF(Q200=\"\",0,Q200*HLOOKUP($D200,'2_メイン'!$AC$17:$BB$20,4,FALSE)*$W200)","v":0},{"$f":"IF(R200=\"\",0,R200*HLOOKUP($D200,'2_メイン'!$AC$17:$BB$20,4,FALSE)*$W200)","v":0},{"$f":"IF(S200=\"\",0,S200*HLOOKUP($D200,'2_メイン'!$AC$17:$BB$20,4,FALSE)*$W200)","v":0},{"$f":"IF(T200=\"\",0,T200*HLOOKUP($D200,'2_メイン'!$AC$17:$BB$20,4,FALSE)*$W200)","v":0}]
[null,191,null,null,null,null,"",null,null,null,null,null,null,null,null,null,null,null,null,null,null,{"$f":"IF(U201=\"\",\"\",U201*HLOOKUP(D201,'2_メイン'!$AC$17:$BB$19,3,FALSE)/1000)","v":""},1,null,null,null,null,null,null,null,null,null,null,null,null,null,null,null,null,null,null,null,null,null,null,{"$f":"IF(I201=\"\",0,I201*HLOOKUP($D201,'2_メイン'!$AC$17:$BB$19,3,FALSE)/1000*$W201)","v":0},{"$f":"IF(J201=\"\",0,J201*HLOOKUP($D201,'2_メイン'!$AC$17:$BB$19,3,FALSE)/1000*$W201)","v":0},{"$f":"IF(K201=\"\",0,K201*HLOOKUP($D201,'2_メイン'!$AC$17:$BB$19,3,FALSE)/1000*$W201)","v":0},{"$f":"IF(L201=\"\",0,L201*HLOOKUP($D201,'2_メイン'!$AC$17:$BB$19,3,FALSE)/1000*$W201)","v":0},{"$f":"IF(M201=\"\",0,M201*HLOOKUP($D201,'2_メイン'!$AC$17:$BB$19,3,FALSE)/1000*$W201)","v":0},{"$f":"IF(N201=\"\",0,N201*HLOOKUP($D201,'2_メイン'!$AC$17:$BB$19,3,FALSE)/1000*$W201)","v":0},{"$f":"IF(O201=\"\",0,O201*HLOOKUP($D201,'2_メイン'!$AC$17:$BB$19,3,FALSE)/1000*$W201)","v":0},{"$f":"IF(P201=\"\",0,P201*HLOOKUP($D201,'2_メイン'!$AC$17:$BB$19,3,FALSE)/1000*$W201)","v":0},{"$f":"IF(Q201=\"\",0,Q201*HLOOKUP($D201,'2_メイン'!$AC$17:$BB$19,3,FALSE)/1000*$W201)","v":0},{"$f":"IF(R201=\"\",0,R201*HLOOKUP($D201,'2_メイン'!$AC$17:$BB$19,3,FALSE)/1000*$W201)","v":0},{"$f":"IF(S201=\"\",0,S201*HLOOKUP($D201,'2_メイン'!$AC$17:$BB$19,3,FALSE)/1000*$W201)","v":0},{"$f":"IF(T201=\"\",0,T201*HLOOKUP($D201,'2_メイン'!$AC$17:$BB$19,3,FALSE)/1000*$W201)","v":0},null,null,{"$f":"IF(I201=\"\",0,I201*HLOOKUP($D201,'2_メイン'!$AC$17:$BB$20,4,FALSE)*$W201)","v":0},{"$f":"IF(J201=\"\",0,J201*HLOOKUP($D201,'2_メイン'!$AC$17:$BB$20,4,FALSE)*$W201)","v":0},{"$f":"IF(K201=\"\",0,K201*HLOOKUP($D201,'2_メイン'!$AC$17:$BB$20,4,FALSE)*$W201)","v":0},{"$f":"IF(L201=\"\",0,L201*HLOOKUP($D201,'2_メイン'!$AC$17:$BB$20,4,FALSE)*$W201)","v":0},{"$f":"IF(M201=\"\",0,M201*HLOOKUP($D201,'2_メイン'!$AC$17:$BB$20,4,FALSE)*$W201)","v":0},{"$f":"IF(N201=\"\",0,N201*HLOOKUP($D201,'2_メイン'!$AC$17:$BB$20,4,FALSE)*$W201)","v":0},{"$f":"IF(O201=\"\",0,O201*HLOOKUP($D201,'2_メイン'!$AC$17:$BB$20,4,FALSE)*$W201)","v":0},{"$f":"IF(P201=\"\",0,P201*HLOOKUP($D201,'2_メイン'!$AC$17:$BB$20,4,FALSE)*$W201)","v":0},{"$f":"IF(Q201=\"\",0,Q201*HLOOKUP($D201,'2_メイン'!$AC$17:$BB$20,4,FALSE)*$W201)","v":0},{"$f":"IF(R201=\"\",0,R201*HLOOKUP($D201,'2_メイン'!$AC$17:$BB$20,4,FALSE)*$W201)","v":0},{"$f":"IF(S201=\"\",0,S201*HLOOKUP($D201,'2_メイン'!$AC$17:$BB$20,4,FALSE)*$W201)","v":0},{"$f":"IF(T201=\"\",0,T201*HLOOKUP($D201,'2_メイン'!$AC$17:$BB$20,4,FALSE)*$W201)","v":0}]
[null,192,null,null,null,null,"",null,null,null,null,null,null,null,null,null,null,null,null,null,null,{"$f":"IF(U202=\"\",\"\",U202*HLOOKUP(D202,'2_メイン'!$AC$17:$BB$19,3,FALSE)/1000)","v":""},1,null,null,null,null,null,null,null,null,null,null,null,null,null,null,null,null,null,null,null,null,null,null,{"$f":"IF(I202=\"\",0,I202*HLOOKUP($D202,'2_メイン'!$AC$17:$BB$19,3,FALSE)/1000*$W202)","v":0},{"$f":"IF(J202=\"\",0,J202*HLOOKUP($D202,'2_メイン'!$AC$17:$BB$19,3,FALSE)/1000*$W202)","v":0},{"$f":"IF(K202=\"\",0,K202*HLOOKUP($D202,'2_メイン'!$AC$17:$BB$19,3,FALSE)/1000*$W202)","v":0},{"$f":"IF(L202=\"\",0,L202*HLOOKUP($D202,'2_メイン'!$AC$17:$BB$19,3,FALSE)/1000*$W202)","v":0},{"$f":"IF(M202=\"\",0,M202*HLOOKUP($D202,'2_メイン'!$AC$17:$BB$19,3,FALSE)/1000*$W202)","v":0},{"$f":"IF(N202=\"\",0,N202*HLOOKUP($D202,'2_メイン'!$AC$17:$BB$19,3,FALSE)/1000*$W202)","v":0},{"$f":"IF(O202=\"\",0,O202*HLOOKUP($D202,'2_メイン'!$AC$17:$BB$19,3,FALSE)/1000*$W202)","v":0},{"$f":"IF(P202=\"\",0,P202*HLOOKUP($D202,'2_メイン'!$AC$17:$BB$19,3,FALSE)/1000*$W202)","v":0},{"$f":"IF(Q202=\"\",0,Q202*HLOOKUP($D202,'2_メイン'!$AC$17:$BB$19,3,FALSE)/1000*$W202)","v":0},{"$f":"IF(R202=\"\",0,R202*HLOOKUP($D202,'2_メイン'!$AC$17:$BB$19,3,FALSE)/1000*$W202)","v":0},{"$f":"IF(S202=\"\",0,S202*HLOOKUP($D202,'2_メイン'!$AC$17:$BB$19,3,FALSE)/1000*$W202)","v":0},{"$f":"IF(T202=\"\",0,T202*HLOOKUP($D202,'2_メイン'!$AC$17:$BB$19,3,FALSE)/1000*$W202)","v":0},null,null,{"$f":"IF(I202=\"\",0,I202*HLOOKUP($D202,'2_メイン'!$AC$17:$BB$20,4,FALSE)*$W202)","v":0},{"$f":"IF(J202=\"\",0,J202*HLOOKUP($D202,'2_メイン'!$AC$17:$BB$20,4,FALSE)*$W202)","v":0},{"$f":"IF(K202=\"\",0,K202*HLOOKUP($D202,'2_メイン'!$AC$17:$BB$20,4,FALSE)*$W202)","v":0},{"$f":"IF(L202=\"\",0,L202*HLOOKUP($D202,'2_メイン'!$AC$17:$BB$20,4,FALSE)*$W202)","v":0},{"$f":"IF(M202=\"\",0,M202*HLOOKUP($D202,'2_メイン'!$AC$17:$BB$20,4,FALSE)*$W202)","v":0},{"$f":"IF(N202=\"\",0,N202*HLOOKUP($D202,'2_メイン'!$AC$17:$BB$20,4,FALSE)*$W202)","v":0},{"$f":"IF(O202=\"\",0,O202*HLOOKUP($D202,'2_メイン'!$AC$17:$BB$20,4,FALSE)*$W202)","v":0},{"$f":"IF(P202=\"\",0,P202*HLOOKUP($D202,'2_メイン'!$AC$17:$BB$20,4,FALSE)*$W202)","v":0},{"$f":"IF(Q202=\"\",0,Q202*HLOOKUP($D202,'2_メイン'!$AC$17:$BB$20,4,FALSE)*$W202)","v":0},{"$f":"IF(R202=\"\",0,R202*HLOOKUP($D202,'2_メイン'!$AC$17:$BB$20,4,FALSE)*$W202)","v":0},{"$f":"IF(S202=\"\",0,S202*HLOOKUP($D202,'2_メイン'!$AC$17:$BB$20,4,FALSE)*$W202)","v":0},{"$f":"IF(T202=\"\",0,T202*HLOOKUP($D202,'2_メイン'!$AC$17:$BB$20,4,FALSE)*$W202)","v":0}]
[null,193,null,null,null,null,{"$f":"IF(D203=\"\",\"\",HLOOKUP(D203,$BQ$1:$CP$2,2,FALSE))","v":""},null,null,null,null,null,null,null,null,null,null,null,null,null,null,{"$f":"IF(U203=\"\",\"\",U203*HLOOKUP(D203,'2_メイン'!$AC$17:$BB$19,3,FALSE)/1000)","v":""},1,null,null,null,null,null,null,null,null,null,null,null,null,null,null,null,null,null,null,null,null,null,null,{"$f":"IF(I203=\"\",0,I203*HLOOKUP($D203,'2_メイン'!$AC$17:$BB$19,3,FALSE)/1000*$W203)","v":0},{"$f":"IF(J203=\"\",0,J203*HLOOKUP($D203,'2_メイン'!$AC$17:$BB$19,3,FALSE)/1000*$W203)","v":0},{"$f":"IF(K203=\"\",0,K203*HLOOKUP($D203,'2_メイン'!$AC$17:$BB$19,3,FALSE)/1000*$W203)","v":0},{"$f":"IF(L203=\"\",0,L203*HLOOKUP($D203,'2_メイン'!$AC$17:$BB$19,3,FALSE)/1000*$W203)","v":0},{"$f":"IF(M203=\"\",0,M203*HLOOKUP($D203,'2_メイン'!$AC$17:$BB$19,3,FALSE)/1000*$W203)","v":0},{"$f":"IF(N203=\"\",0,N203*HLOOKUP($D203,'2_メイン'!$AC$17:$BB$19,3,FALSE)/1000*$W203)","v":0},{"$f":"IF(O203=\"\",0,O203*HLOOKUP($D203,'2_メイン'!$AC$17:$BB$19,3,FALSE)/1000*$W203)","v":0},{"$f":"IF(P203=\"\",0,P203*HLOOKUP($D203,'2_メイン'!$AC$17:$BB$19,3,FALSE)/1000*$W203)","v":0},{"$f":"IF(Q203=\"\",0,Q203*HLOOKUP($D203,'2_メイン'!$AC$17:$BB$19,3,FALSE)/1000*$W203)","v":0},{"$f":"IF(R203=\"\",0,R203*HLOOKUP($D203,'2_メイン'!$AC$17:$BB$19,3,FALSE)/1000*$W203)","v":0},{"$f":"IF(S203=\"\",0,S203*HLOOKUP($D203,'2_メイン'!$AC$17:$BB$19,3,FALSE)/1000*$W203)","v":0},{"$f":"IF(T203=\"\",0,T203*HLOOKUP($D203,'2_メイン'!$AC$17:$BB$19,3,FALSE)/1000*$W203)","v":0},null,null,{"$f":"IF(I203=\"\",0,I203*HLOOKUP($D203,'2_メイン'!$AC$17:$BB$20,4,FALSE)*$W203)","v":0},{"$f":"IF(J203=\"\",0,J203*HLOOKUP($D203,'2_メイン'!$AC$17:$BB$20,4,FALSE)*$W203)","v":0},{"$f":"IF(K203=\"\",0,K203*HLOOKUP($D203,'2_メイン'!$AC$17:$BB$20,4,FALSE)*$W203)","v":0},{"$f":"IF(L203=\"\",0,L203*HLOOKUP($D203,'2_メイン'!$AC$17:$BB$20,4,FALSE)*$W203)","v":0},{"$f":"IF(M203=\"\",0,M203*HLOOKUP($D203,'2_メイン'!$AC$17:$BB$20,4,FALSE)*$W203)","v":0},{"$f":"IF(N203=\"\",0,N203*HLOOKUP($D203,'2_メイン'!$AC$17:$BB$20,4,FALSE)*$W203)","v":0},{"$f":"IF(O203=\"\",0,O203*HLOOKUP($D203,'2_メイン'!$AC$17:$BB$20,4,FALSE)*$W203)","v":0},{"$f":"IF(P203=\"\",0,P203*HLOOKUP($D203,'2_メイン'!$AC$17:$BB$20,4,FALSE)*$W203)","v":0},{"$f":"IF(Q203=\"\",0,Q203*HLOOKUP($D203,'2_メイン'!$AC$17:$BB$20,4,FALSE)*$W203)","v":0},{"$f":"IF(R203=\"\",0,R203*HLOOKUP($D203,'2_メイン'!$AC$17:$BB$20,4,FALSE)*$W203)","v":0},{"$f":"IF(S203=\"\",0,S203*HLOOKUP($D203,'2_メイン'!$AC$17:$BB$20,4,FALSE)*$W203)","v":0},{"$f":"IF(T203=\"\",0,T203*HLOOKUP($D203,'2_メイン'!$AC$17:$BB$20,4,FALSE)*$W203)","v":0}]
[null,194,null,null,null,null,"",null,null,null,null,null,null,null,null,null,null,null,null,null,null,{"$f":"IF(U204=\"\",\"\",U204*HLOOKUP(D204,'2_メイン'!$AC$17:$BB$19,3,FALSE)/1000)","v":""},{"$f":"IF(F204=\"\",1,-1)","v":1},null,null,null,null,null,null,null,null,null,null,null,null,null,null,null,null,null,null,null,null,null,null,{"$f":"IF(I204=\"\",0,I204*HLOOKUP($D204,'2_メイン'!$AC$17:$BB$19,3,FALSE)/1000*$W204)","v":0},{"$f":"IF(J204=\"\",0,J204*HLOOKUP($D204,'2_メイン'!$AC$17:$BB$19,3,FALSE)/1000*$W204)","v":0},{"$f":"IF(K204=\"\",0,K204*HLOOKUP($D204,'2_メイン'!$AC$17:$BB$19,3,FALSE)/1000*$W204)","v":0},{"$f":"IF(L204=\"\",0,L204*HLOOKUP($D204,'2_メイン'!$AC$17:$BB$19,3,FALSE)/1000*$W204)","v":0},{"$f":"IF(M204=\"\",0,M204*HLOOKUP($D204,'2_メイン'!$AC$17:$BB$19,3,FALSE)/1000*$W204)","v":0},{"$f":"IF(N204=\"\",0,N204*HLOOKUP($D204,'2_メイン'!$AC$17:$BB$19,3,FALSE)/1000*$W204)","v":0},{"$f":"IF(O204=\"\",0,O204*HLOOKUP($D204,'2_メイン'!$AC$17:$BB$19,3,FALSE)/1000*$W204)","v":0},{"$f":"IF(P204=\"\",0,P204*HLOOKUP($D204,'2_メイン'!$AC$17:$BB$19,3,FALSE)/1000*$W204)","v":0},{"$f":"IF(Q204=\"\",0,Q204*HLOOKUP($D204,'2_メイン'!$AC$17:$BB$19,3,FALSE)/1000*$W204)","v":0},{"$f":"IF(R204=\"\",0,R204*HLOOKUP($D204,'2_メイン'!$AC$17:$BB$19,3,FALSE)/1000*$W204)","v":0},{"$f":"IF(S204=\"\",0,S204*HLOOKUP($D204,'2_メイン'!$AC$17:$BB$19,3,FALSE)/1000*$W204)","v":0},{"$f":"IF(T204=\"\",0,T204*HLOOKUP($D204,'2_メイン'!$AC$17:$BB$19,3,FALSE)/1000*$W204)","v":0},null,null,{"$f":"IF(I204=\"\",0,I204*HLOOKUP($D204,'2_メイン'!$AC$17:$BB$20,4,FALSE)*$W204)","v":0},{"$f":"IF(J204=\"\",0,J204*HLOOKUP($D204,'2_メイン'!$AC$17:$BB$20,4,FALSE)*$W204)","v":0},{"$f":"IF(K204=\"\",0,K204*HLOOKUP($D204,'2_メイン'!$AC$17:$BB$20,4,FALSE)*$W204)","v":0},{"$f":"IF(L204=\"\",0,L204*HLOOKUP($D204,'2_メイン'!$AC$17:$BB$20,4,FALSE)*$W204)","v":0},{"$f":"IF(M204=\"\",0,M204*HLOOKUP($D204,'2_メイン'!$AC$17:$BB$20,4,FALSE)*$W204)","v":0},{"$f":"IF(N204=\"\",0,N204*HLOOKUP($D204,'2_メイン'!$AC$17:$BB$20,4,FALSE)*$W204)","v":0},{"$f":"IF(O204=\"\",0,O204*HLOOKUP($D204,'2_メイン'!$AC$17:$BB$20,4,FALSE)*$W204)","v":0},{"$f":"IF(P204=\"\",0,P204*HLOOKUP($D204,'2_メイン'!$AC$17:$BB$20,4,FALSE)*$W204)","v":0},{"$f":"IF(Q204=\"\",0,Q204*HLOOKUP($D204,'2_メイン'!$AC$17:$BB$20,4,FALSE)*$W204)","v":0},{"$f":"IF(R204=\"\",0,R204*HLOOKUP($D204,'2_メイン'!$AC$17:$BB$20,4,FALSE)*$W204)","v":0},{"$f":"IF(S204=\"\",0,S204*HLOOKUP($D204,'2_メイン'!$AC$17:$BB$20,4,FALSE)*$W204)","v":0},{"$f":"IF(T204=\"\",0,T204*HLOOKUP($D204,'2_メイン'!$AC$17:$BB$20,4,FALSE)*$W204)","v":0}]
[null,195,null,null,null,null,"",null,null,null,null,null,null,null,null,null,null,null,null,null,null,{"$f":"IF(U205=\"\",\"\",U205*HLOOKUP(D205,'2_メイン'!$AC$17:$BB$19,3,FALSE)/1000)","v":""},1,null,null,null,null,null,null,null,null,null,null,null,null,null,null,null,null,null,null,null,null,null,null,{"$f":"IF(I205=\"\",0,I205*HLOOKUP($D205,'2_メイン'!$AC$17:$BB$19,3,FALSE)/1000*$W205)","v":0},{"$f":"IF(J205=\"\",0,J205*HLOOKUP($D205,'2_メイン'!$AC$17:$BB$19,3,FALSE)/1000*$W205)","v":0},{"$f":"IF(K205=\"\",0,K205*HLOOKUP($D205,'2_メイン'!$AC$17:$BB$19,3,FALSE)/1000*$W205)","v":0},{"$f":"IF(L205=\"\",0,L205*HLOOKUP($D205,'2_メイン'!$AC$17:$BB$19,3,FALSE)/1000*$W205)","v":0},{"$f":"IF(M205=\"\",0,M205*HLOOKUP($D205,'2_メイン'!$AC$17:$BB$19,3,FALSE)/1000*$W205)","v":0},{"$f":"IF(N205=\"\",0,N205*HLOOKUP($D205,'2_メイン'!$AC$17:$BB$19,3,FALSE)/1000*$W205)","v":0},{"$f":"IF(O205=\"\",0,O205*HLOOKUP($D205,'2_メイン'!$AC$17:$BB$19,3,FALSE)/1000*$W205)","v":0},{"$f":"IF(P205=\"\",0,P205*HLOOKUP($D205,'2_メイン'!$AC$17:$BB$19,3,FALSE)/1000*$W205)","v":0},{"$f":"IF(Q205=\"\",0,Q205*HLOOKUP($D205,'2_メイン'!$AC$17:$BB$19,3,FALSE)/1000*$W205)","v":0},{"$f":"IF(R205=\"\",0,R205*HLOOKUP($D205,'2_メイン'!$AC$17:$BB$19,3,FALSE)/1000*$W205)","v":0},{"$f":"IF(S205=\"\",0,S205*HLOOKUP($D205,'2_メイン'!$AC$17:$BB$19,3,FALSE)/1000*$W205)","v":0},{"$f":"IF(T205=\"\",0,T205*HLOOKUP($D205,'2_メイン'!$AC$17:$BB$19,3,FALSE)/1000*$W205)","v":0},null,null,{"$f":"IF(I205=\"\",0,I205*HLOOKUP($D205,'2_メイン'!$AC$17:$BB$20,4,FALSE)*$W205)","v":0},{"$f":"IF(J205=\"\",0,J205*HLOOKUP($D205,'2_メイン'!$AC$17:$BB$20,4,FALSE)*$W205)","v":0},{"$f":"IF(K205=\"\",0,K205*HLOOKUP($D205,'2_メイン'!$AC$17:$BB$20,4,FALSE)*$W205)","v":0},{"$f":"IF(L205=\"\",0,L205*HLOOKUP($D205,'2_メイン'!$AC$17:$BB$20,4,FALSE)*$W205)","v":0},{"$f":"IF(M205=\"\",0,M205*HLOOKUP($D205,'2_メイン'!$AC$17:$BB$20,4,FALSE)*$W205)","v":0},{"$f":"IF(N205=\"\",0,N205*HLOOKUP($D205,'2_メイン'!$AC$17:$BB$20,4,FALSE)*$W205)","v":0},{"$f":"IF(O205=\"\",0,O205*HLOOKUP($D205,'2_メイン'!$AC$17:$BB$20,4,FALSE)*$W205)","v":0},{"$f":"IF(P205=\"\",0,P205*HLOOKUP($D205,'2_メイン'!$AC$17:$BB$20,4,FALSE)*$W205)","v":0},{"$f":"IF(Q205=\"\",0,Q205*HLOOKUP($D205,'2_メイン'!$AC$17:$BB$20,4,FALSE)*$W205)","v":0},{"$f":"IF(R205=\"\",0,R205*HLOOKUP($D205,'2_メイン'!$AC$17:$BB$20,4,FALSE)*$W205)","v":0},{"$f":"IF(S205=\"\",0,S205*HLOOKUP($D205,'2_メイン'!$AC$17:$BB$20,4,FALSE)*$W205)","v":0},{"$f":"IF(T205=\"\",0,T205*HLOOKUP($D205,'2_メイン'!$AC$17:$BB$20,4,FALSE)*$W205)","v":0}]
[null,196,null,null,null,null,"",null,null,null,null,null,null,null,null,null,null,null,null,null,null,{"$f":"IF(U206=\"\",\"\",U206*HLOOKUP(D206,'2_メイン'!$AC$17:$BB$19,3,FALSE)/1000)","v":""},1,null,null,null,null,null,null,null,null,null,null,null,null,null,null,null,null,null,null,null,null,null,null,{"$f":"IF(I206=\"\",0,I206*HLOOKUP($D206,'2_メイン'!$AC$17:$BB$19,3,FALSE)/1000*$W206)","v":0},{"$f":"IF(J206=\"\",0,J206*HLOOKUP($D206,'2_メイン'!$AC$17:$BB$19,3,FALSE)/1000*$W206)","v":0},{"$f":"IF(K206=\"\",0,K206*HLOOKUP($D206,'2_メイン'!$AC$17:$BB$19,3,FALSE)/1000*$W206)","v":0},{"$f":"IF(L206=\"\",0,L206*HLOOKUP($D206,'2_メイン'!$AC$17:$BB$19,3,FALSE)/1000*$W206)","v":0},{"$f":"IF(M206=\"\",0,M206*HLOOKUP($D206,'2_メイン'!$AC$17:$BB$19,3,FALSE)/1000*$W206)","v":0},{"$f":"IF(N206=\"\",0,N206*HLOOKUP($D206,'2_メイン'!$AC$17:$BB$19,3,FALSE)/1000*$W206)","v":0},{"$f":"IF(O206=\"\",0,O206*HLOOKUP($D206,'2_メイン'!$AC$17:$BB$19,3,FALSE)/1000*$W206)","v":0},{"$f":"IF(P206=\"\",0,P206*HLOOKUP($D206,'2_メイン'!$AC$17:$BB$19,3,FALSE)/1000*$W206)","v":0},{"$f":"IF(Q206=\"\",0,Q206*HLOOKUP($D206,'2_メイン'!$AC$17:$BB$19,3,FALSE)/1000*$W206)","v":0},{"$f":"IF(R206=\"\",0,R206*HLOOKUP($D206,'2_メイン'!$AC$17:$BB$19,3,FALSE)/1000*$W206)","v":0},{"$f":"IF(S206=\"\",0,S206*HLOOKUP($D206,'2_メイン'!$AC$17:$BB$19,3,FALSE)/1000*$W206)","v":0},{"$f":"IF(T206=\"\",0,T206*HLOOKUP($D206,'2_メイン'!$AC$17:$BB$19,3,FALSE)/1000*$W206)","v":0},null,null,{"$f":"IF(I206=\"\",0,I206*HLOOKUP($D206,'2_メイン'!$AC$17:$BB$20,4,FALSE)*$W206)","v":0},{"$f":"IF(J206=\"\",0,J206*HLOOKUP($D206,'2_メイン'!$AC$17:$BB$20,4,FALSE)*$W206)","v":0},{"$f":"IF(K206=\"\",0,K206*HLOOKUP($D206,'2_メイン'!$AC$17:$BB$20,4,FALSE)*$W206)","v":0},{"$f":"IF(L206=\"\",0,L206*HLOOKUP($D206,'2_メイン'!$AC$17:$BB$20,4,FALSE)*$W206)","v":0},{"$f":"IF(M206=\"\",0,M206*HLOOKUP($D206,'2_メイン'!$AC$17:$BB$20,4,FALSE)*$W206)","v":0},{"$f":"IF(N206=\"\",0,N206*HLOOKUP($D206,'2_メイン'!$AC$17:$BB$20,4,FALSE)*$W206)","v":0},{"$f":"IF(O206=\"\",0,O206*HLOOKUP($D206,'2_メイン'!$AC$17:$BB$20,4,FALSE)*$W206)","v":0},{"$f":"IF(P206=\"\",0,P206*HLOOKUP($D206,'2_メイン'!$AC$17:$BB$20,4,FALSE)*$W206)","v":0},{"$f":"IF(Q206=\"\",0,Q206*HLOOKUP($D206,'2_メイン'!$AC$17:$BB$20,4,FALSE)*$W206)","v":0},{"$f":"IF(R206=\"\",0,R206*HLOOKUP($D206,'2_メイン'!$AC$17:$BB$20,4,FALSE)*$W206)","v":0},{"$f":"IF(S206=\"\",0,S206*HLOOKUP($D206,'2_メイン'!$AC$17:$BB$20,4,FALSE)*$W206)","v":0},{"$f":"IF(T206=\"\",0,T206*HLOOKUP($D206,'2_メイン'!$AC$17:$BB$20,4,FALSE)*$W206)","v":0}]
[null,197,null,null,null,null,"",null,null,null,null,null,null,null,null,null,null,null,null,null,null,{"$f":"IF(U207=\"\",\"\",U207*HLOOKUP(D207,'2_メイン'!$AC$17:$BB$19,3,FALSE)/1000)","v":""},1,null,null,null,null,null,null,null,null,null,null,null,null,null,null,null,null,null,null,null,null,null,null,{"$f":"IF(I207=\"\",0,I207*HLOOKUP($D207,'2_メイン'!$AC$17:$BB$19,3,FALSE)/1000*$W207)","v":0},{"$f":"IF(J207=\"\",0,J207*HLOOKUP($D207,'2_メイン'!$AC$17:$BB$19,3,FALSE)/1000*$W207)","v":0},{"$f":"IF(K207=\"\",0,K207*HLOOKUP($D207,'2_メイン'!$AC$17:$BB$19,3,FALSE)/1000*$W207)","v":0},{"$f":"IF(L207=\"\",0,L207*HLOOKUP($D207,'2_メイン'!$AC$17:$BB$19,3,FALSE)/1000*$W207)","v":0},{"$f":"IF(M207=\"\",0,M207*HLOOKUP($D207,'2_メイン'!$AC$17:$BB$19,3,FALSE)/1000*$W207)","v":0},{"$f":"IF(N207=\"\",0,N207*HLOOKUP($D207,'2_メイン'!$AC$17:$BB$19,3,FALSE)/1000*$W207)","v":0},{"$f":"IF(O207=\"\",0,O207*HLOOKUP($D207,'2_メイン'!$AC$17:$BB$19,3,FALSE)/1000*$W207)","v":0},{"$f":"IF(P207=\"\",0,P207*HLOOKUP($D207,'2_メイン'!$AC$17:$BB$19,3,FALSE)/1000*$W207)","v":0},{"$f":"IF(Q207=\"\",0,Q207*HLOOKUP($D207,'2_メイン'!$AC$17:$BB$19,3,FALSE)/1000*$W207)","v":0},{"$f":"IF(R207=\"\",0,R207*HLOOKUP($D207,'2_メイン'!$AC$17:$BB$19,3,FALSE)/1000*$W207)","v":0},{"$f":"IF(S207=\"\",0,S207*HLOOKUP($D207,'2_メイン'!$AC$17:$BB$19,3,FALSE)/1000*$W207)","v":0},{"$f":"IF(T207=\"\",0,T207*HLOOKUP($D207,'2_メイン'!$AC$17:$BB$19,3,FALSE)/1000*$W207)","v":0},null,null,{"$f":"IF(I207=\"\",0,I207*HLOOKUP($D207,'2_メイン'!$AC$17:$BB$20,4,FALSE)*$W207)","v":0},{"$f":"IF(J207=\"\",0,J207*HLOOKUP($D207,'2_メイン'!$AC$17:$BB$20,4,FALSE)*$W207)","v":0},{"$f":"IF(K207=\"\",0,K207*HLOOKUP($D207,'2_メイン'!$AC$17:$BB$20,4,FALSE)*$W207)","v":0},{"$f":"IF(L207=\"\",0,L207*HLOOKUP($D207,'2_メイン'!$AC$17:$BB$20,4,FALSE)*$W207)","v":0},{"$f":"IF(M207=\"\",0,M207*HLOOKUP($D207,'2_メイン'!$AC$17:$BB$20,4,FALSE)*$W207)","v":0},{"$f":"IF(N207=\"\",0,N207*HLOOKUP($D207,'2_メイン'!$AC$17:$BB$20,4,FALSE)*$W207)","v":0},{"$f":"IF(O207=\"\",0,O207*HLOOKUP($D207,'2_メイン'!$AC$17:$BB$20,4,FALSE)*$W207)","v":0},{"$f":"IF(P207=\"\",0,P207*HLOOKUP($D207,'2_メイン'!$AC$17:$BB$20,4,FALSE)*$W207)","v":0},{"$f":"IF(Q207=\"\",0,Q207*HLOOKUP($D207,'2_メイン'!$AC$17:$BB$20,4,FALSE)*$W207)","v":0},{"$f":"IF(R207=\"\",0,R207*HLOOKUP($D207,'2_メイン'!$AC$17:$BB$20,4,FALSE)*$W207)","v":0},{"$f":"IF(S207=\"\",0,S207*HLOOKUP($D207,'2_メイン'!$AC$17:$BB$20,4,FALSE)*$W207)","v":0},{"$f":"IF(T207=\"\",0,T207*HLOOKUP($D207,'2_メイン'!$AC$17:$BB$20,4,FALSE)*$W207)","v":0}]
[null,198,null,null,null,null,"",null,null,null,null,null,null,null,null,null,null,null,null,null,null,{"$f":"IF(U208=\"\",\"\",U208*HLOOKUP(D208,'2_メイン'!$AC$17:$BB$19,3,FALSE)/1000)","v":""},1,null,null,null,null,null,null,null,null,null,null,null,null,null,null,null,null,null,null,null,null,null,null,{"$f":"IF(I208=\"\",0,I208*HLOOKUP($D208,'2_メイン'!$AC$17:$BB$19,3,FALSE)/1000*$W208)","v":0},{"$f":"IF(J208=\"\",0,J208*HLOOKUP($D208,'2_メイン'!$AC$17:$BB$19,3,FALSE)/1000*$W208)","v":0},{"$f":"IF(K208=\"\",0,K208*HLOOKUP($D208,'2_メイン'!$AC$17:$BB$19,3,FALSE)/1000*$W208)","v":0},{"$f":"IF(L208=\"\",0,L208*HLOOKUP($D208,'2_メイン'!$AC$17:$BB$19,3,FALSE)/1000*$W208)","v":0},{"$f":"IF(M208=\"\",0,M208*HLOOKUP($D208,'2_メイン'!$AC$17:$BB$19,3,FALSE)/1000*$W208)","v":0},{"$f":"IF(N208=\"\",0,N208*HLOOKUP($D208,'2_メイン'!$AC$17:$BB$19,3,FALSE)/1000*$W208)","v":0},{"$f":"IF(O208=\"\",0,O208*HLOOKUP($D208,'2_メイン'!$AC$17:$BB$19,3,FALSE)/1000*$W208)","v":0},{"$f":"IF(P208=\"\",0,P208*HLOOKUP($D208,'2_メイン'!$AC$17:$BB$19,3,FALSE)/1000*$W208)","v":0},{"$f":"IF(Q208=\"\",0,Q208*HLOOKUP($D208,'2_メイン'!$AC$17:$BB$19,3,FALSE)/1000*$W208)","v":0},{"$f":"IF(R208=\"\",0,R208*HLOOKUP($D208,'2_メイン'!$AC$17:$BB$19,3,FALSE)/1000*$W208)","v":0},{"$f":"IF(S208=\"\",0,S208*HLOOKUP($D208,'2_メイン'!$AC$17:$BB$19,3,FALSE)/1000*$W208)","v":0},{"$f":"IF(T208=\"\",0,T208*HLOOKUP($D208,'2_メイン'!$AC$17:$BB$19,3,FALSE)/1000*$W208)","v":0},null,null,{"$f":"IF(I208=\"\",0,I208*HLOOKUP($D208,'2_メイン'!$AC$17:$BB$20,4,FALSE)*$W208)","v":0},{"$f":"IF(J208=\"\",0,J208*HLOOKUP($D208,'2_メイン'!$AC$17:$BB$20,4,FALSE)*$W208)","v":0},{"$f":"IF(K208=\"\",0,K208*HLOOKUP($D208,'2_メイン'!$AC$17:$BB$20,4,FALSE)*$W208)","v":0},{"$f":"IF(L208=\"\",0,L208*HLOOKUP($D208,'2_メイン'!$AC$17:$BB$20,4,FALSE)*$W208)","v":0},{"$f":"IF(M208=\"\",0,M208*HLOOKUP($D208,'2_メイン'!$AC$17:$BB$20,4,FALSE)*$W208)","v":0},{"$f":"IF(N208=\"\",0,N208*HLOOKUP($D208,'2_メイン'!$AC$17:$BB$20,4,FALSE)*$W208)","v":0},{"$f":"IF(O208=\"\",0,O208*HLOOKUP($D208,'2_メイン'!$AC$17:$BB$20,4,FALSE)*$W208)","v":0},{"$f":"IF(P208=\"\",0,P208*HLOOKUP($D208,'2_メイン'!$AC$17:$BB$20,4,FALSE)*$W208)","v":0},{"$f":"IF(Q208=\"\",0,Q208*HLOOKUP($D208,'2_メイン'!$AC$17:$BB$20,4,FALSE)*$W208)","v":0},{"$f":"IF(R208=\"\",0,R208*HLOOKUP($D208,'2_メイン'!$AC$17:$BB$20,4,FALSE)*$W208)","v":0},{"$f":"IF(S208=\"\",0,S208*HLOOKUP($D208,'2_メイン'!$AC$17:$BB$20,4,FALSE)*$W208)","v":0},{"$f":"IF(T208=\"\",0,T208*HLOOKUP($D208,'2_メイン'!$AC$17:$BB$20,4,FALSE)*$W208)","v":0}]
[null,199,null,null,null,null,"",null,null,null,null,null,null,null,null,null,null,null,null,null,null,{"$f":"IF(U209=\"\",\"\",U209*HLOOKUP(D209,'2_メイン'!$AC$17:$BB$19,3,FALSE)/1000)","v":""},1,null,null,null,null,null,null,null,null,null,null,null,null,null,null,null,null,null,null,null,null,null,null,{"$f":"IF(I209=\"\",0,I209*HLOOKUP($D209,'2_メイン'!$AC$17:$BB$19,3,FALSE)/1000*$W209)","v":0},{"$f":"IF(J209=\"\",0,J209*HLOOKUP($D209,'2_メイン'!$AC$17:$BB$19,3,FALSE)/1000*$W209)","v":0},{"$f":"IF(K209=\"\",0,K209*HLOOKUP($D209,'2_メイン'!$AC$17:$BB$19,3,FALSE)/1000*$W209)","v":0},{"$f":"IF(L209=\"\",0,L209*HLOOKUP($D209,'2_メイン'!$AC$17:$BB$19,3,FALSE)/1000*$W209)","v":0},{"$f":"IF(M209=\"\",0,M209*HLOOKUP($D209,'2_メイン'!$AC$17:$BB$19,3,FALSE)/1000*$W209)","v":0},{"$f":"IF(N209=\"\",0,N209*HLOOKUP($D209,'2_メイン'!$AC$17:$BB$19,3,FALSE)/1000*$W209)","v":0},{"$f":"IF(O209=\"\",0,O209*HLOOKUP($D209,'2_メイン'!$AC$17:$BB$19,3,FALSE)/1000*$W209)","v":0},{"$f":"IF(P209=\"\",0,P209*HLOOKUP($D209,'2_メイン'!$AC$17:$BB$19,3,FALSE)/1000*$W209)","v":0},{"$f":"IF(Q209=\"\",0,Q209*HLOOKUP($D209,'2_メイン'!$AC$17:$BB$19,3,FALSE)/1000*$W209)","v":0},{"$f":"IF(R209=\"\",0,R209*HLOOKUP($D209,'2_メイン'!$AC$17:$BB$19,3,FALSE)/1000*$W209)","v":0},{"$f":"IF(S209=\"\",0,S209*HLOOKUP($D209,'2_メイン'!$AC$17:$BB$19,3,FALSE)/1000*$W209)","v":0},{"$f":"IF(T209=\"\",0,T209*HLOOKUP($D209,'2_メイン'!$AC$17:$BB$19,3,FALSE)/1000*$W209)","v":0},null,null,{"$f":"IF(I209=\"\",0,I209*HLOOKUP($D209,'2_メイン'!$AC$17:$BB$20,4,FALSE)*$W209)","v":0},{"$f":"IF(J209=\"\",0,J209*HLOOKUP($D209,'2_メイン'!$AC$17:$BB$20,4,FALSE)*$W209)","v":0},{"$f":"IF(K209=\"\",0,K209*HLOOKUP($D209,'2_メイン'!$AC$17:$BB$20,4,FALSE)*$W209)","v":0},{"$f":"IF(L209=\"\",0,L209*HLOOKUP($D209,'2_メイン'!$AC$17:$BB$20,4,FALSE)*$W209)","v":0},{"$f":"IF(M209=\"\",0,M209*HLOOKUP($D209,'2_メイン'!$AC$17:$BB$20,4,FALSE)*$W209)","v":0},{"$f":"IF(N209=\"\",0,N209*HLOOKUP($D209,'2_メイン'!$AC$17:$BB$20,4,FALSE)*$W209)","v":0},{"$f":"IF(O209=\"\",0,O209*HLOOKUP($D209,'2_メイン'!$AC$17:$BB$20,4,FALSE)*$W209)","v":0},{"$f":"IF(P209=\"\",0,P209*HLOOKUP($D209,'2_メイン'!$AC$17:$BB$20,4,FALSE)*$W209)","v":0},{"$f":"IF(Q209=\"\",0,Q209*HLOOKUP($D209,'2_メイン'!$AC$17:$BB$20,4,FALSE)*$W209)","v":0},{"$f":"IF(R209=\"\",0,R209*HLOOKUP($D209,'2_メイン'!$AC$17:$BB$20,4,FALSE)*$W209)","v":0},{"$f":"IF(S209=\"\",0,S209*HLOOKUP($D209,'2_メイン'!$AC$17:$BB$20,4,FALSE)*$W209)","v":0},{"$f":"IF(T209=\"\",0,T209*HLOOKUP($D209,'2_メイン'!$AC$17:$BB$20,4,FALSE)*$W209)","v":0}]
[null,200,null,null,null,null,"",null,null,null,null,null,null,null,null,null,null,null,null,null,null,{"$f":"IF(U210=\"\",\"\",U210*HLOOKUP(D210,'2_メイン'!$AC$17:$BB$19,3,FALSE)/1000)","v":""},1,null,null,null,null,null,null,null,null,null,null,null,null,null,null,null,null,null,null,null,null,null,null,{"$f":"IF(I210=\"\",0,I210*HLOOKUP($D210,'2_メイン'!$AC$17:$BB$19,3,FALSE)/1000*$W210)","v":0},{"$f":"IF(J210=\"\",0,J210*HLOOKUP($D210,'2_メイン'!$AC$17:$BB$19,3,FALSE)/1000*$W210)","v":0},{"$f":"IF(K210=\"\",0,K210*HLOOKUP($D210,'2_メイン'!$AC$17:$BB$19,3,FALSE)/1000*$W210)","v":0},{"$f":"IF(L210=\"\",0,L210*HLOOKUP($D210,'2_メイン'!$AC$17:$BB$19,3,FALSE)/1000*$W210)","v":0},{"$f":"IF(M210=\"\",0,M210*HLOOKUP($D210,'2_メイン'!$AC$17:$BB$19,3,FALSE)/1000*$W210)","v":0},{"$f":"IF(N210=\"\",0,N210*HLOOKUP($D210,'2_メイン'!$AC$17:$BB$19,3,FALSE)/1000*$W210)","v":0},{"$f":"IF(O210=\"\",0,O210*HLOOKUP($D210,'2_メイン'!$AC$17:$BB$19,3,FALSE)/1000*$W210)","v":0},{"$f":"IF(P210=\"\",0,P210*HLOOKUP($D210,'2_メイン'!$AC$17:$BB$19,3,FALSE)/1000*$W210)","v":0},{"$f":"IF(Q210=\"\",0,Q210*HLOOKUP($D210,'2_メイン'!$AC$17:$BB$19,3,FALSE)/1000*$W210)","v":0},{"$f":"IF(R210=\"\",0,R210*HLOOKUP($D210,'2_メイン'!$AC$17:$BB$19,3,FALSE)/1000*$W210)","v":0},{"$f":"IF(S210=\"\",0,S210*HLOOKUP($D210,'2_メイン'!$AC$17:$BB$19,3,FALSE)/1000*$W210)","v":0},{"$f":"IF(T210=\"\",0,T210*HLOOKUP($D210,'2_メイン'!$AC$17:$BB$19,3,FALSE)/1000*$W210)","v":0},null,null,{"$f":"IF(I210=\"\",0,I210*HLOOKUP($D210,'2_メイン'!$AC$17:$BB$20,4,FALSE)*$W210)","v":0},{"$f":"IF(J210=\"\",0,J210*HLOOKUP($D210,'2_メイン'!$AC$17:$BB$20,4,FALSE)*$W210)","v":0},{"$f":"IF(K210=\"\",0,K210*HLOOKUP($D210,'2_メイン'!$AC$17:$BB$20,4,FALSE)*$W210)","v":0},{"$f":"IF(L210=\"\",0,L210*HLOOKUP($D210,'2_メイン'!$AC$17:$BB$20,4,FALSE)*$W210)","v":0},{"$f":"IF(M210=\"\",0,M210*HLOOKUP($D210,'2_メイン'!$AC$17:$BB$20,4,FALSE)*$W210)","v":0},{"$f":"IF(N210=\"\",0,N210*HLOOKUP($D210,'2_メイン'!$AC$17:$BB$20,4,FALSE)*$W210)","v":0},{"$f":"IF(O210=\"\",0,O210*HLOOKUP($D210,'2_メイン'!$AC$17:$BB$20,4,FALSE)*$W210)","v":0},{"$f":"IF(P210=\"\",0,P210*HLOOKUP($D210,'2_メイン'!$AC$17:$BB$20,4,FALSE)*$W210)","v":0},{"$f":"IF(Q210=\"\",0,Q210*HLOOKUP($D210,'2_メイン'!$AC$17:$BB$20,4,FALSE)*$W210)","v":0},{"$f":"IF(R210=\"\",0,R210*HLOOKUP($D210,'2_メイン'!$AC$17:$BB$20,4,FALSE)*$W210)","v":0},{"$f":"IF(S210=\"\",0,S210*HLOOKUP($D210,'2_メイン'!$AC$17:$BB$20,4,FALSE)*$W210)","v":0},{"$f":"IF(T210=\"\",0,T210*HLOOKUP($D210,'2_メイン'!$AC$17:$BB$20,4,FALSE)*$W210)","v":0}]

{"sheet":"7_テナント入居率","index":6,"n_rows":43,"n_cols":26,"rows_kept":43,"cut":false,"hidden":false,"merged":[[11,17,11,25],[4,10,4,14],[9,1,9,16],[11,1,12,1],[11,2,12,2],[11,3,11,15]]}
[null,null,null,null,null,null,null,null,null,null,null,null,null,null,null,null,null,2015,2016,2017,2018,2019,2020,2021,2022,2023]
[null,null,"色欄については、文字又は数値を入力"]
[null,null,"色欄については、プルダウンメニューから選択"]
[null,null,"色欄については、任意記入とし、文字又は数値を入力"]
[null,null,"色欄については、入力の間違いや未記入の状態などエラーを示す。"]
[]
[null,"テナント入居率",null,null,null,null,null,null,null,null,null,null,null,null,null,"No.7","No.7"]
[]
[]
[null,"年度を選択し、月毎のテナント入居率（入居面積／貸室面積）を入力　月毎の入居率が不明な場合は年平均（任意）を入力　"]
[]
[null,"No.","年度","テナント入居率[％]",null,null,null,null,null,null,null,null,null,null,null,null,null,"テナント入居率"]
[null,null,null,"4月","5月","6月","7月","8月","9月","10月","11月","12月","1月","2月","3月","年平均","年平均（任意）",2015,2016,2017,2018,2019,2020,2021,2022,2023]
[null,1,null,null,null,null,null,null,null,null,null,null,null,null,null,{"$f":"IF(OR(D14=\"\",E14=\"\",F14=\"\",G14=\"\",H14=\"\",I14=\"\",J14=\"\",K14=\"\",L14=\"\",M14=\"\",N14=\"\",O14=\"\"),\"\",SUM(D14:O14)/12)","v":""},null,{"$f":"IF(C14=2015,IF(Q14<>\"\",Q14,P14),\"\")","v":""},{"$f":"IF(C14=2016,IF(Q14<>\"\",Q14,P14),\"\")","v":""},{"$f":"IF(C14=2017,IF(Q14<>\"\",Q14,P14),\"\")","v":""},{"$f":"IF(C14=2018,IF(Q14<>\"\",Q14,P14),\"\")","v":""},{"$f":"IF(C14=2019,IF(Q14<>\"\",Q14,P14),\"\")","v":""},{"$f":"IF(C14=2020,IF(Q14<>\"\",Q14,P14),\"\")","v":""},{"$f":"IF(C14=2021,IF(Q14<>\"\",Q14,P14),\"\")","v":""},{"$f":"IF(C14=2022,IF(Q14<>\"\",Q14,P14),\"\")","v":""},{"$f":"IF(C14=2023,IF(Q14<>\"\",Q14,P14),\"\")","v":""}]
[null,2,null,null,null,null,null,null,null,null,null,null,null,null,null,{"$f":"IF(OR(D15=\"\",E15=\"\",F15=\"\",G15=\"\",H15=\"\",I15=\"\",J15=\"\",K15=\"\",L15=\"\",M15=\"\",N15=\"\",O15=\"\"),\"\",SUM(D15:O15)/12)","v":""},null,"",{"$f":"IF(C15=2016,IF(Q15<>\"\",Q15,P15),\"\")","v":""},"","","","","","",{"$f":"IF(C15=2023,IF(Q15<>\"\",Q15,P15),\"\")","v":""}]
[null,3,null,null,null,null,null,null,null,null,null,null,null,null,null,"",null,"","","","","","","","",""]
[null,4,null,null,null,null,null,null,null,null,null,null,null,null,null,"",null,"","","","","","","","",""]
[null,5,null,null,null,null,null,null,null,null,null,null,null,null,null,"",null,"","","","","","","","",""]
[null,6,null,null,null,null,null,null,null,null,null,null,null,null,null,"",null,"","","","","","","","",""]
[null,7,null,null,null,null,null,null,null,null,null,null,null,null,null,"",null,"","","","","","","","",""]
[null,8,null,null,null,null,null,null,null,null,null,null,null,null,null,"",null,"","","","","","","","",""]
[null,9,null,null,null,null,null,null,null,null,null,null,null,null,null,"",null,"","","","","","","","",""]
[null,10,null,null,null,null,null,null,null,null,null,null,null,null,null,"",null,"","","","","","","","",""]
[null,11,null,null,null,null,null,null,null,null,null,null,null,null,null,"",null,"","","","","","","","",""]
[null,12,null,null,null,null,null,null,null,null,null,null,null,null,null,"",null,"","","","","","","","",""]
[null,13,null,null,null,null,null,null,null,null,null,null,null,null,null,"",null,"","","","","","","","",""]
[null,14,null,null,null,null,null,null,null,null,null,null,null,null,null,"",null,"","","","","","","","",""]
[null,15,null,null,null,null,null,null,null,null,null,null,null,null,null,"",null,"","","","","","","","",""]
[null,16,null,null,null,null,null,null,null,null,null,null,null,null,null,"",null,"","","","","","","","",""]
[null,17,null,null,null,null,null,null,null,null,null,null,null,null,null,"",null,"","","","","","","","",""]
[null,18,null,null,null,null,null,null,null,null,null,null,null,null,null,"",null,"","","","","","","","",""]
[null,19,null,null,null,null,null,null,null,null,null,null,null,null,null,"",null,"","","","","","","","",""]
[null,20,null,null,null,null,null,null,null,null,null,null,null,null,null,"",null,"","","","","","","","",""]
[null,21,null,null,null,null,null,null,null,null,null,null,null,null,null,"",null,"","","","","","","","",""]
[null,22,null,null,null,null,null,null,null,null,null,null,null,null,null,"",null,"","","","","","","","",""]
[null,23,null,null,null,null,null,null,null,null,null,null,null,null,null,"",null,"","","","","","","","",""]
[null,24,null,null,null,null,null,null,null,null,null,null,null,null,null,"",null,"","","","","","","","",""]
[null,25,null,null,null,null,null,null,null,null,null,null,null,null,null,"",null,"","","","","","","","",""]
[null,26,null,null,null,null,null,null,null,null,null,null,null,null,null,"",null,"","","","","","","","",""]
[null,27,null,null,null,null,null,null,null,null,null,null,null,null,null,"",null,"","","","","","","","",""]
[null,28,null,null,null,null,null,null,null,null,null,null,null,null,null,"",null,"","","","","","","","",""]
[null,29,null,null,null,null,null,null,null,null,null,null,null,null,null,"",null,"","","","","","","","",""]
[null,30,null,null,null,null,null,null,null,null,null,null,null,null,null,"",null,"","","","","","","","",{"$f":"IF(C43=2023,IF(Q43<>\"\",Q43,P43),\"\")","v":""}]

{"sheet":"8_熱源機器（新設）","index":7,"n_rows":165,"n_cols":53,"rows_kept":165,"cut":false,"hidden":false,"merged":[[5,28,6,29],[10,2,13,3],[10,1,13,1],[10,26,11,31],[10,12,13,12],[10,11,13,11],[10,9,13,10],[10,7,13,8],[10,13,10,18],[10,4,13,6],[5,26,6,27],[6,19,6,20],[12,19,12,20],[13,13,13,14],[13,15,13,16],[11,13,12,16],[11,17,12,18],[5,30,6,31],[99,9,99,10],[100,9,100,10],[92,9,92,10],[93,9,93,10],[94,9,94,10],[95,9,95,10],[98,9,98,10],[81,9,81,10],[82,9,82,10],[83,9,83,10],[84,9,84,10],[85,9,85,10],[86,9,86,10],[88,9,88,10],[89,9,89,10],[90,9,90,10],[96,9,96,10],[97,9,97,10],[87,9,87,10],[73,9,73,10],[66,9,66,10],[67,9,67,10],[68,9,68,10],[69,9,69,10],[70,9,70,10],[71,9,71,10],[72,9,72,10],[91,9,91,10],[78,9,78,10],[79,9,79,10],[80,9,80,10],[76,9,76,10],[77,9,77,10],[74,9,74,10],[75,9,75,10],[42,9,42,10],[43,9,43,10],[44,9,44,10],[45,9,45,10],[46,9,46,10],[47,9,47,10],[48,9,48,10],[40,9,40,10],[41,9,41,10],[49,9,49,10],[50,9,50,10],[51,9,51,10],[65,9,65,10],[52,9,52,10],[53,9,53,10],[59,9,59,10],[60,9,60,10],[61,9,61,10],[54,9,54,10],[55,9,55,10],[56,9,56,10],[57,9,57,10],[58,9,58,10],[62,9,62,10],[63,9,63,10],[64,9,64,10],[100,7,100,8],[15,9,15,10],[16,9,16,10],[17,9,17,10],[18,9,18,10],[19,9,19,10],[20,9,20,10],[21,9,21,10],[22,9,22,10],[23,9,23,10],[94,7,94,8],[95,7,95,8],[96,7,96,8],[97,7,97,8],[30,9,30,10],[31,9,31,10],[32,9,32,10],[33,9,33,10],[34,9,34,10],[35,9,35,10],[98,7,98,8],[99,7,99,8],[88,7,88,8],[89,7,89,8],[90,7,90,8],[91,7,91,8],[92,7,92,8],[93,7,93,8],[82,7,82,8],[83,7,83,8],[84,7,84,8],[85,7,85,8],[86,7,86,8],[87,7,87,8],[76,7,76,8],[77,7,77,8],[78,7,78,8],[79,7,79,8],[80,7,80,8],[81,7,81,8],[70,7,70,8],[71,7,71,8],[72,7,72,8],[73,7,73,8],[74,7,74,8],[75,7,75,8],[65,7,65,8],[66,7,66,8],[67,7,67,8],[68,7,68,8],[69,7,69,8],[58,7,58,8],[59,7,59,8],[60,7,60,8],[61,7,61,8],[62,7,62,8],[63,7,63,8],[56,7,56,8],[57,7,57,8],[46,7,46,8],[47,7,47,8],[48,7,48,8],[49,7,49,8],[50,7,50,8],[51,7,51,8],[64,7,64,8],[52,7,52,8],[53,7,53,8],[40,7,40,8],[41,7,41,8],[42,7,42,8],[43,7,43,8],[44,7,44,8],[54,7,54,8],[55,7,55,8],[19,7,19,8],[20,7,20,8],[21,7,21,8],[45,7,45,8],[34,7,34,8],[35,7,35,8],[36,7,36,8],[37,7,37,8],[38,7,38,8],[39,7,39,8],[18,7,18,8],[27,4,27,6],[28,4,28,6],[29,4,29,6],[30,4,30,6],[22,4,22,6],[23,4,23,6],[22,7,22,8],[12,49,12,51],[12,47,12,48],[10,32,13,32],[24,9,24,10],[25,9,25,10],[26,9,26,10],[27,9,27,10],[23,7,23,8],[14,4,14,6],[16,4,16,6],[17,4,17,6],[18,4,18,6],[19,4,19,6],[20,4,20,6],[30,7,30,8],[17,7,17,8],[38,9,38,10],[39,9,39,10],[38,4,38,6],[24,7,24,8],[25,7,25,8],[26,7,26,8],[27,7,27,8],[36,4,36,6],[26,4,26,6],[28,7,28,8],[29,7,29,8],[31,4,31,6],[31,7,31,8],[32,7,32,8],[33,7,33,8],[24,4,24,6],[25,4,25,6],[28,9,28,10],[29,9,29,10],[33,4,33,6],[34,4,34,6],[35,4,35,6],[36,9,36,10],[37,9,37,10],[56,2,56,3],[57,2,57,3],[60,2,60,3],[61,2,61,3],[39,2,39,3],[40,2,40,3],[41,2,41,3],[40,4,40,6],[41,4,41,6],[43,4,43,6],[42,2,42,3],[43,2,43,3],[42,4,42,6],[52,2,52,3],[53,2,53,3],[54,2,54,3],[55,2,55,3],[48,2,48,3],[49,2,49,3],[50,2,50,3],[51,2,51,3],[44,2,44,3],[39,4,39,6],[58,2,58,3],[12,66,12,68],[12,26,12,28],[12,29,12,31],[14,7,14,8],[15,7,15,8],[16,7,16,8],[12,21,12,22],[10,23,13,24],[14,9,14,10],[10,19,11,22],[12,63,12,65],[12,52,13,52],[10,25,13,25],[59,2,59,3],[66,2,66,3],[67,2,67,3],[69,2,69,3],[70,2,70,3],[62,2,62,3],[63,2,63,3],[64,2,64,3],[65,2,65,3],[68,2,68,3],[14,2,14,3],[15,2,15,3],[16,2,16,3],[17,2,17,3],[18,2,18,3],[19,2,19,3],[20,2,20,3],[21,2,21,3],[22,2,22,3],[47,2,47,3],[37,2,37,3],[38,2,38,3],[23,2,23,3],[24,2,24,3],[25,2,25,3],[26,2,26,3],[27,2,27,3],[28,2,28,3],[29,2,29,3],[30,2,30,3],[36,2,36,3],[32,2,32,3],[33,2,33,3],[34,2,34,3],[35,2,35,3],[31,2,31,3],[45,2,45,3],[46,2,46,3],[97,2,97,3],[98,2,98,3],[71,2,71,3],[77,2,77,3],[78,2,78,3],[79,2,79,3],[93,2,93,3],[86,2,86,3],[87,2,87,3],[90,2,90,3],[91,2,91,3],[92,2,92,3],[82,2,82,3],[83,2,83,3],[84,2,84,3],[80,2,80,3],[76,2,76,3],[95,2,95,3],[96,2,96,3],[72,2,72,3],[73,2,73,3],[74,2,74,3],[75,2,75,3],[77,4,77,6],[61,4,61,6],[78,4,78,6],[79,4,79,6],[44,4,44,6],[73,4,73,6],[62,4,62,6],[32,4,32,6],[37,4,37,6],[45,4,45,6],[46,4,46,6],[64,4,64,6],[21,4,21,6],[48,4,48,6],[49,4,49,6],[50,4,50,6],[51,4,51,6],[52,4,52,6],[53,4,53,6],[56,4,56,6],[57,4,57,6],[96,4,96,6],[94,4,94,6],[89,4,89,6],[90,4,90,6],[91,4,91,6],[74,4,74,6],[100,2,100,3],[97,4,97,6],[82,4,82,6],[81,4,81,6],[100,4,100,6],[93,4,93,6],[92,4,92,6],[85,2,85,3],[99,4,99,6],[98,4,98,6],[94,2,94,3],[87,4,87,6],[88,4,88,6],[81,2,81,3],[86,4,86,6],[99,2,99,3],[88,2,88,3],[89,2,89,3],[5,32,6,33],[47,4,47,6],[58,4,58,6],[59,4,59,6],[65,4,65,6],[63,4,63,6],[95,4,95,6],[70,4,70,6],[71,4,71,6],[72,4,72,6],[60,4,60,6],[66,4,66,6],[67,4,67,6],[68,4,68,6],[69,4,69,6],[75,4,75,6],[84,4,84,6],[85,4,85,6],[80,4,80,6],[54,4,54,6],[55,4,55,6],[15,4,15,6],[76,4,76,6],[83,4,83,6]]}
[]
[null,null,"色欄については、文字又は数値を入力",null,null,null,null,null,null,null,null,null,null,{"$f":"IF(OR(M15=\"\",N(P15)=0,Q15=\"\"),\"\",(J15*3.6)/(P15*INDEX($AJ$6:$AO$12,MATCH(M15,$AH$6:$AH$12,0),MATCH(Q15,$AL$5:$AQ$5,0))))","v":""},null,null,null,null,null,null,null,null,null,null,null,null,null,"○",null,null,null,null,null,null,null,null,null,null,null,null,null,null,null,null,null,"■基準COP"]
[null,null,"色欄については、プルダウンメニューから選択",null,null,null,null,null,null,null,null,null,null,null,null,null,null,null,null,null,null,null,null,null,null,null,null,"水冷チリングユニット","空冷チリングユニット","空気熱源ヒートポンプユニット","熱回収ヒートポンプユニット","ターボ冷凍機","ブラインターボ冷凍機","熱回収ターボ冷凍機","蒸気吸収冷凍機","温水吸収冷凍機","直焚吸収冷温水機","排熱投入型直焚吸収冷温水機","小形吸収冷温水機ユニット","蒸気ボイラー（貫流、空調用）","蒸気ボイラー（貫流、生産プロセス用）","蒸気ボイラー（その他、空調用）","蒸気ボイラー（その他、生産プロセス用）","温水ボイラー",null,"冷房時基準COP","暖房時基準COP",null,"○"]
[null,null,"色欄については、任意記入とし、文字又は数値を入力",null,null,null,null,null,null,null,null,null,null,null,null,null,null,null,null,null,null,null,null,null,null,null,null,null,null,null,null,null,null,null,null,"■換算表←メイン入力シートを参照",null,null,null,null,null,null,null,null,null,0.9,0.8]
[null,null,"色欄については、入力の間違いや未記入の状態などエラーを示す。",null,null,null,null,null,null,null,null,null,null,null,null,null,null,null,null,null,null,null,null,null,null,null,null,null,null,null,null,null,null,null,null,null,"排出係数","kW","kcal/h","MJ/h","Nm3/h","kg/h","l/h"]
[null,null,null,null,null,null,null,null,null,null,null,null,null,null,null,null,null,null,null,null,null,null,null,null,null,null,"年間CO2排出量（計）\n　[t-CO2/年]",null,"年間一次エネルギー消費量\n[MJ/年]",null,"年間電気使用量\n[kWh/年]",null,"年間都市ガス消費量\n[㎥/年]",null,null,"電気",{"$f":"'2_メイン'!Z19","v":0.48899999999999999},3.6,4.1860465116279073E-3,1,null,null,null,3.6]
[null,null,null,null,null,null,null,null,null,null,null,null,null,null,null,null,null,null,null,null,null,null,null,null,null,null,null,null,null,null,null,null,null,null,null,"都市ｶﾞｽ",{"$f":"'2_メイン'!AA19","v":2.2440000000000002},3.6,4.1860465116279073E-3,1,{"$f":"'2_メイン'!AA20","v":45},null,null,{"$f":"AO7","v":45},null,null,"■エネルギー換算係数←メイン入力シートを参照"]
[null,null,null,null,null,null,null,null,null,null,null,null,null,null,null,null,null,null,null,null,null,null,null,null,null,null,"新設","撤去","新設","撤去","新設","撤去","新設","撤去",null,"LPG",{"$f":"'2_メイン'!AC19","v":2.9651656441717793},3.6,4.1860465116279073E-3,1,null,{"$f":"'2_メイン'!AC20","v":50.8},null,{"$f":"AP8","v":50.8},null,null,"電気","都市ｶﾞｽ","LPG","A重油","灯油","蒸気・熱"]
[null,"高効率熱源機器の導入（新設）",null,null,null,null,null,null,null,null,null,null,null,null,null,null,null,null,null,null,null,null,null,null,null,"No.8",{"$f":"SUM(Z15:Z49)","v":0},{"$f":"SUM(AY15:AY49)","v":0},{"$f":"SUM(AG15:AG49)","v":0},{"$f":"SUM(AZ15:AZ49)","v":0},{"$f":"SUMIF(Y15:Y49,AU9,X15:X49)","v":0},{"$f":"SUMIF(Y15:Y49,AU9,AX15:AX49)","v":0},{"$f":"SUMIF(Y15:Y49,AV9,X15:X49)/HLOOKUP('11_パッケージ (新設)'!AZ9,'11_パッケージ (新設)'!AV9:AW10,2,FALSE)","v":0},{"$f":"SUMIF(Y15:Y49,AV9,AX15:AX49)/HLOOKUP('11_パッケージ (新設)'!AZ9,'11_パッケージ (新設)'!AV9:AW10,2,FALSE)","v":0},null,"A重油",{"$f":"'2_メイン'!AE19","v":2.7096300000000002},3.6,4.1860465116279073E-3,1,null,null,{"$f":"'2_メイン'!AE20","v":39.1},{"$f":"AQ9","v":39.1},null,null,"kWh/年","Nm3/年","kg/年","ℓ/年","ℓ/年","MJ/年"]
[null,null,null,null,null,null,null,null,null,null,null,null,null,null,null,null,null,null,null,null,null,null,null,null,null,null,null,null,null,null,null,null,null,null,null,"灯油",{"$f":"'2_メイン'!AF19","v":2.4894833333333337},3.6,4.1860465116279073E-3,1,null,null,{"$f":"'2_メイン'!AF20","v":36.700000000000003},{"$f":"AQ10","v":36.700000000000003},null,null,{"$f":"'2_メイン'!Z20","v":9.76},{"$f":"AO7","v":45},{"$f":"AP8","v":50.8},{"$f":"AQ9","v":39.1},{"$f":"AQ10","v":36.700000000000003},{"$f":"AR11","v":1.36}]
[null,"No.","機器記号",null,"熱源機種",null,null,"冷凍\n能力\n[kW]",null,"加熱\n能力\n[kW]",null,"台数","ｴﾈﾙｷﾞｰ\n種別","高効率機器",null,null,null,null,null,"年間運転時間\n[h/年]",null,null,null,"年間エネルギー\n消費量",null,"年間CO2\n排出量\n[t-CO2/年]","全負荷相当運転時間\n[h/年]",null,null,null,null,null,"年間一次\nエネルギー\n消費量\n[MJ/年]",null,null,"蒸気・熱",{"$f":"'2_メイン'!AG19","v":0.06},3.6,4.1860465116279073E-3,1,null,2.516,null,{"$f":"'2_メイン'!AG20","v":1.36}]
[null,null,null,null,null,null,null,null,null,null,null,null,null,"１台当たり\n定格エネルギー消費量",null,null,null,"定格COP\n又は\nボイラー効率",null,null,null,null,null,null,null,null,null,null,null,null,null,null,null,null,null,null,null,null,null,null,null,null,null,null,null,null,null,null,null,null,null,null,{"$f":"SUM(BA15:BA165)","v":0}]
[null,null,null,null,null,null,null,null,null,null,null,null,null,null,null,null,null,null,null,"標準値",null,"想定値",null,null,null,null,"冷房",null,null,"暖房",null,null,null,null,null,null,null,null,null,null,null,null,null,null,null,null,null,"省エネ率",null,"更新前（推計）",null,null,"容量合計"]
[null,null,null,null,null,null,null,null,null,null,null,null,null,"冷凍",null,"加熱",null,"冷凍","加熱","冷房","暖房","冷房","暖房",null,null,null,"標準値","想定値","採用値","標準値","想定値","採用値",null,null,null,null,null,null,null,null,null,null,null,null,null,null,null,"冷房","暖房","エネルギー","CO2","一次"]
[null,1,null,null,null,null,null,null,null,null,null,null,null,null,null,null,null,{"$f":"IF(OR(M15=\"\",N(N15)=0,O15=\"\"),\"\",(H15*3.6)/(N15*INDEX($AL$6:$AQ$11,MATCH(M15,$AJ$6:$AJ$11,0),MATCH(O15,$AL$5:$AQ$5,0))))","v":""},{"$f":"IF(OR(M15=\"\",N(P15)=0,Q15=\"\"),\"\",(J15*3.6)/(P15*INDEX($AL$6:$AQ$11,MATCH(M15,$AJ$6:$AJ$11,0),MATCH(Q15,$AL$5:$AQ$5,0))))","v":""},{"$f":"IF(L15=\"\",\"\",'3_床面積'!$V$36)","v":""},{"$f":"IF(M15=\"\",\"\",'3_床面積'!$W$36)","v":""},null,null,{"$f":"IF(L15=\"\",\"\",IF(O15=\"\",0,N15*L15*AC15/INDEX($AR$6:$AR$11,MATCH(M15,$AJ$6:$AJ$11,0))*INDEX($AL$6:$AQ$11,MATCH(M15,$AJ$6:$AJ$11,0),MATCH(O15,$AL$5:$AQ$5,0)))+IF(Q15=\"\",0,P15*L15*AF15/INDEX($AR$6:$AR$11,MATCH(M15,$AJ$6:$AJ$11,0))*INDEX($AL$6:$AQ$11,MATCH(M15,$AJ$6:$AJ$11,0),MATCH(Q15,$AL$5:$AQ$5,0))))","v":""},{"$f":"IF($M15=\"\",\"\",IF($M15=\"電気\",\"kWh/年\",IF($M15=\"都市ｶﾞｽ\",\"Nm3/年\",IF(M15=\"LPG\",\"kg/年\",IF(OR($M15=\"A重油\",M15=\"灯油\"),\"ℓ/年\",\"MJ/年\")))))","v":""},{"$f":"IF(ISERROR(X15),\"\",IF(NOT(N(X15)=0),X15*VLOOKUP(M15,$AJ$6:$AK$11,2,0)/1000, \"\"))","v":""},{"$f":"IF(L15=\"\",\"\",'3_床面積'!$V$35)","v":""},{"$f":"IF(V15=\"\",\"\",AA15*V15/T15)","v":""},{"$f":"IF(V15=\"\",AA15,AB15)","v":""},{"$f":"IF(L15=\"\",\"\",'3_床面積'!$W$35)","v":""},{"$f":"IF(W15=\"\",\"\",AD15*W15/U15)","v":""},{"$f":"IF(W15=\"\",AD15,AE15)","v":""},{"$f":"IF(X15=\"\",\"\",X15*HLOOKUP(M15,$AU$8:$AZ$10,3,FALSE))","v":""},null,null,null,null,null,null,null,null,null,null,null,null,null,null,{"$f":"IF(OR(R15=\"\"),0,MAX(0,1-$AT$4/R15*IF(M15=\"電気\",$AU$10/3.6,1)))","v":0},{"$f":"IF(OR(S15=\"\"),0,MAX(0,1-$AU$4/S15*IF(M15=\"電気\",$AU$10/3.6,1)))","v":0},{"$f":"IF(L15=\"\",\"\",IF(O15=\"\",0,N15*L15*AC15/(1-AV15)/INDEX($AR$6:$AR$11,MATCH(M15,$AJ$6:$AJ$11,0))*INDEX($AL$6:$AQ$11,MATCH(M15,$AJ$6:$AJ$11,0),MATCH(O15,$AL$5:$AQ$5,0)))+IF(Q15=\"\",0,P15*L15*AF15/(1-AW15)/INDEX($AR$6:$AR$11,MATCH(M15,$AJ$6:$AJ$11,0))*INDEX($AL$6:$AQ$11,MATCH(M15,$AJ$6:$AJ$11,0),MATCH(Q15,$AL$5:$AQ$5,0))))","v":""},{"$f":"IF(ISERROR(AX15),\"\",IF(NOT(N(AX15)=0),AX15*VLOOKUP(M15,$AJ$5:$AK$11,2,0)/1000, \"\"))","v":""},{"$f":"IF(AX15=\"\",\"\",AX15*HLOOKUP(M15,$AU$8:$AZ$10,3,FALSE))","v":""},{"$f":"(H15+J15)*L15","v":0}]
[null,2,null,null,null,null,null,null,null,null,null,null,null,null,null,null,null,"","",{"$f":"IF(L16=\"\",\"\",'3_床面積'!$V$36)","v":""},{"$f":"IF(M16=\"\",\"\",'3_床面積'!$W$36)","v":""},null,null,"",{"$f":"IF($M16=\"\",\"\",IF($M16=\"電気\",\"kWh/年\",IF($M16=\"都市ｶﾞｽ\",\"Nm3/年\",IF(M16=\"LPG\",\"kg/年\",IF(OR($M16=\"A重油\",M16=\"灯油\"),\"ℓ/年\",\"MJ/年\")))))","v":""},"",{"$f":"IF(L16=\"\",\"\",'3_床面積'!$V$35)","v":""},{"$f":"IF(V16=\"\",\"\",AA16*V16/T16)","v":""},{"$f":"IF(V16=\"\",AA16,AB16)","v":""},{"$f":"IF(L16=\"\",\"\",'3_床面積'!$W$35)","v":""},{"$f":"IF(W16=\"\",\"\",AD16*W16/U16)","v":""},{"$f":"IF(W16=\"\",AD16,AE16)","v":""},"",null,null,null,null,null,null,null,null,null,null,null,null,null,null,0,0,"","","",{"$f":"(H16+J16)*L16","v":0}]
[null,3,null,null,null,null,null,null,null,null,null,null,null,null,null,null,null,"","",{"$f":"IF(L17=\"\",\"\",'3_床面積'!$V$36)","v":""},{"$f":"IF(M17=\"\",\"\",'3_床面積'!$W$36)","v":""},null,null,"","","",{"$f":"IF(L17=\"\",\"\",'3_床面積'!$V$35)","v":""},"","",{"$f":"IF(L17=\"\",\"\",'3_床面積'!$W$35)","v":""},"","","",{"$f":"IF($M17=\"\",\"\",O17)","v":""},null,null,null,null,null,null,null,null,null,null,null,null,null,0,0,"","","",0]
[null,4,null,null,null,null,null,null,null,null,null,null,null,null,null,null,null,"","",{"$f":"IF(L18=\"\",\"\",'3_床面積'!$V$36)","v":""},{"$f":"IF(M18=\"\",\"\",'3_床面積'!$W$36)","v":""},null,null,"","","",{"$f":"IF(L18=\"\",\"\",'3_床面積'!$V$35)","v":""},"","",{"$f":"IF(L18=\"\",\"\",'3_床面積'!$W$35)","v":""},"","","","",null,null,null,null,null,null,null,null,null,null,null,null,null,0,0,"","","",0]
[null,5,null,null,null,null,null,null,null,null,null,null,null,null,null,null,null,"","",{"$f":"IF(L19=\"\",\"\",'3_床面積'!$V$36)","v":""},{"$f":"IF(M19=\"\",\"\",'3_床面積'!$W$36)","v":""},null,null,"","","",{"$f":"IF(L19=\"\",\"\",'3_床面積'!$V$35)","v":""},"","",{"$f":"IF(L19=\"\",\"\",'3_床面積'!$W$35)","v":""},"","","","",null,null,null,null,null,null,null,null,null,null,null,null,null,0,0,"","","",0]
[null,6,null,null,null,null,null,null,null,null,null,null,null,null,null,null,null,"","",{"$f":"IF(L20=\"\",\"\",'3_床面積'!$V$36)","v":""},{"$f":"IF(M20=\"\",\"\",'3_床面積'!$W$36)","v":""},null,null,"","","",{"$f":"IF(L20=\"\",\"\",'3_床面積'!$V$35)","v":""},"","",{"$f":"IF(L20=\"\",\"\",'3_床面積'!$W$35)","v":""},"","","","",null,null,null,null,null,null,null,null,null,null,null,null,null,0,0,"","","",0]
[null,7,null,null,null,null,null,null,null,null,null,null,null,null,null,null,null,"","",{"$f":"IF(L21=\"\",\"\",'3_床面積'!$V$36)","v":""},{"$f":"IF(M21=\"\",\"\",'3_床面積'!$W$36)","v":""},null,null,"","","",{"$f":"IF(L21=\"\",\"\",'3_床面積'!$V$35)","v":""},"","",{"$f":"IF(L21=\"\",\"\",'3_床面積'!$W$35)","v":""},"","","","",null,null,null,null,null,null,null,null,null,null,null,null,null,0,0,"","","",0]
[null,8,null,null,null,null,null,null,null,null,null,null,null,null,null,null,null,"","",{"$f":"IF(L22=\"\",\"\",'3_床面積'!$V$36)","v":""},{"$f":"IF(M22=\"\",\"\",'3_床面積'!$W$36)","v":""},null,null,"","","",{"$f":"IF(L22=\"\",\"\",'3_床面積'!$V$35)","v":""},"","",{"$f":"IF(L22=\"\",\"\",'3_床面積'!$W$35)","v":""},"","","","",null,null,null,null,null,null,null,null,null,null,null,null,null,0,0,"","","",0]
[null,9,null,null,null,null,null,null,null,null,null,null,null,null,null,null,null,"","",{"$f":"IF(L23=\"\",\"\",'3_床面積'!$V$36)","v":""},{"$f":"IF(M23=\"\",\"\",'3_床面積'!$W$36)","v":""},null,null,"","","",{"$f":"IF(L23=\"\",\"\",'3_床面積'!$V$35)","v":""},"","",{"$f":"IF(L23=\"\",\"\",'3_床面積'!$W$35)","v":""},"","","","",null,null,null,null,null,null,null,null,null,null,null,null,null,0,0,"","","",0]
[null,10,null,null,null,null,null,null,null,null,null,null,null,null,null,null,null,"","",{"$f":"IF(L24=\"\",\"\",'3_床面積'!$V$36)","v":""},{"$f":"IF(M24=\"\",\"\",'3_床面積'!$W$36)","v":""},null,null,"","","",{"$f":"IF(L24=\"\",\"\",'3_床面積'!$V$35)","v":""},"","",{"$f":"IF(L24=\"\",\"\",'3_床面積'!$W$35)","v":""},"","","","",null,null,null,null,null,null,null,null,null,null,null,null,null,0,0,"","","",0]
[null,11,null,null,null,null,null,null,null,null,null,null,null,null,null,null,null,"","",{"$f":"IF(L25=\"\",\"\",'3_床面積'!$V$36)","v":""},{"$f":"IF(M25=\"\",\"\",'3_床面積'!$W$36)","v":""},null,null,"","","",{"$f":"IF(L25=\"\",\"\",'3_床面積'!$V$35)","v":""},"","",{"$f":"IF(L25=\"\",\"\",'3_床面積'!$W$35)","v":""},"","","","",null,null,null,null,null,null,null,null,null,null,null,null,null,0,0,"","","",0]
[null,12,null,null,null,null,null,null,null,null,null,null,null,null,null,null,null,"","",{"$f":"IF(L26=\"\",\"\",'3_床面積'!$V$36)","v":""},{"$f":"IF(M26=\"\",\"\",'3_床面積'!$W$36)","v":""},null,null,"","","",{"$f":"IF(L26=\"\",\"\",'3_床面積'!$V$35)","v":""},"","",{"$f":"IF(L26=\"\",\"\",'3_床面積'!$W$35)","v":""},"","","","",null,null,null,null,null,null,null,null,null,null,null,null,null,0,0,"","","",0]
[null,13,null,null,null,null,null,null,null,null,null,null,null,null,null,null,null,"","",{"$f":"IF(L27=\"\",\"\",'3_床面積'!$V$36)","v":""},{"$f":"IF(M27=\"\",\"\",'3_床面積'!$W$36)","v":""},null,null,"","","",{"$f":"IF(L27=\"\",\"\",'3_床面積'!$V$35)","v":""},"","",{"$f":"IF(L27=\"\",\"\",'3_床面積'!$W$35)","v":""},"","","","",null,null,null,null,null,null,null,null,null,null,null,null,null,0,0,"","","",0]
[null,14,null,null,null,null,null,null,null,null,null,null,null,null,null,null,null,"","",{"$f":"IF(L28=\"\",\"\",'3_床面積'!$V$36)","v":""},{"$f":"IF(M28=\"\",\"\",'3_床面積'!$W$36)","v":""},null,null,"","","",{"$f":"IF(L28=\"\",\"\",'3_床面積'!$V$35)","v":""},"","",{"$f":"IF(L28=\"\",\"\",'3_床面積'!$W$35)","v":""},"","","","",null,null,null,null,null,null,null,null,null,null,null,null,null,0,0,"","","",0]
[null,15,null,null,null,null,null,null,null,null,null,null,null,null,null,null,null,"","",{"$f":"IF(L29=\"\",\"\",'3_床面積'!$V$36)","v":""},{"$f":"IF(M29=\"\",\"\",'3_床面積'!$W$36)","v":""},null,null,"","","",{"$f":"IF(L29=\"\",\"\",'3_床面積'!$V$35)","v":""},"","",{"$f":"IF(L29=\"\",\"\",'3_床面積'!$W$35)","v":""},"","","","",null,null,null,null,null,null,null,null,null,null,null,null,null,0,0,"","","",0]
[null,16,null,null,null,null,null,null,null,null,null,null,null,null,null,null,null,"","",{"$f":"IF(L30=\"\",\"\",'3_床面積'!$V$36)","v":""},{"$f":"IF(M30=\"\",\"\",'3_床面積'!$W$36)","v":""},null,null,"","","",{"$f":"IF(L30=\"\",\"\",'3_床面積'!$V$35)","v":""},"","",{"$f":"IF(L30=\"\",\"\",'3_床面積'!$W$35)","v":""},"","","","",null,null,null,null,null,null,null,null,null,null,null,null,null,0,0,"","","",0]
[null,17,null,null,null,null,null,null,null,null,null,null,null,null,null,null,null,"","",{"$f":"IF(L31=\"\",\"\",'3_床面積'!$V$36)","v":""},{"$f":"IF(M31=\"\",\"\",'3_床面積'!$W$36)","v":""},null,null,"","","",{"$f":"IF(L31=\"\",\"\",'3_床面積'!$V$35)","v":""},"","",{"$f":"IF(L31=\"\",\"\",'3_床面積'!$W$35)","v":""},"","","","",null,null,null,null,null,null,null,null,null,null,null,null,null,0,0,"","","",0]
[null,18,null,null,null,null,null,null,null,null,null,null,null,null,null,null,null,"","",{"$f":"IF(L32=\"\",\"\",'3_床面積'!$V$36)","v":""},{"$f":"IF(M32=\"\",\"\",'3_床面積'!$W$36)","v":""},null,null,"","","",{"$f":"IF(L32=\"\",\"\",'3_床面積'!$V$35)","v":""},"","",{"$f":"IF(L32=\"\",\"\",'3_床面積'!$W$35)","v":""},"","","","",null,null,null,null,null,null,null,null,null,null,null,null,null,0,0,"","","",0]
[null,19,null,null,null,null,null,null,null,null,null,null,null,null,null,null,null,"","",{"$f":"IF(L33=\"\",\"\",'3_床面積'!$V$36)","v":""},{"$f":"IF(M33=\"\",\"\",'3_床面積'!$W$36)","v":""},null,null,"","","",{"$f":"IF(L33=\"\",\"\",'3_床面積'!$V$35)","v":""},"","",{"$f":"IF(L33=\"\",\"\",'3_床面積'!$W$35)","v":""},"","","","",null,null,null,null,null,null,null,null,null,null,null,null,null,0,0,"","","",0]
[null,20,null,null,null,null,null,null,null,null,null,null,null,null,null,null,null,"","",{"$f":"IF(L34=\"\",\"\",'3_床面積'!$V$36)","v":""},{"$f":"IF(M34=\"\",\"\",'3_床面積'!$W$36)","v":""},null,null,"","","",{"$f":"IF(L34=\"\",\"\",'3_床面積'!$V$35)","v":""},"","",{"$f":"IF(L34=\"\",\"\",'3_床面積'!$W$35)","v":""},"","","","",null,null,null,null,null,null,null,null,null,null,null,null,null,0,0,"","","",0]
[null,21,null,null,null,null,null,null,null,null,null,null,null,null,null,null,null,"","",{"$f":"IF(L35=\"\",\"\",'3_床面積'!$V$36)","v":""},{"$f":"IF(M35=\"\",\"\",'3_床面積'!$W$36)","v":""},null,null,"","","",{"$f":"IF(L35=\"\",\"\",'3_床面積'!$V$35)","v":""},"","",{"$f":"IF(L35=\"\",\"\",'3_床面積'!$W$35)","v":""},"","","","",null,null,null,null,null,null,null,null,null,null,null,null,null,0,0,"","","",0]
[null,22,null,null,null,null,null,null,null,null,null,null,null,null,null,null,null,"","",{"$f":"IF(L36=\"\",\"\",'3_床面積'!$V$36)","v":""},{"$f":"IF(M36=\"\",\"\",'3_床面積'!$W$36)","v":""},null,null,"","","",{"$f":"IF(L36=\"\",\"\",'3_床面積'!$V$35)","v":""},"","",{"$f":"IF(L36=\"\",\"\",'3_床面積'!$W$35)","v":""},"","","","",null,null,null,null,null,null,null,null,null,null,null,null,null,0,0,"","","",0]
[null,23,null,null,null,null,null,null,null,null,null,null,null,null,null,null,null,"","",{"$f":"IF(L37=\"\",\"\",'3_床面積'!$V$36)","v":""},{"$f":"IF(M37=\"\",\"\",'3_床面積'!$W$36)","v":""},null,null,"","","",{"$f":"IF(L37=\"\",\"\",'3_床面積'!$V$35)","v":""},"","",{"$f":"IF(L37=\"\",\"\",'3_床面積'!$W$35)","v":""},"","","","",null,null,null,null,null,null,null,null,null,null,null,null,null,0,0,"","","",0]
[null,24,null,null,null,null,null,null,null,null,null,null,null,null,null,null,null,"","",{"$f":"IF(L38=\"\",\"\",'3_床面積'!$V$36)","v":""},{"$f":"IF(M38=\"\",\"\",'3_床面積'!$W$36)","v":""},null,null,"","","",{"$f":"IF(L38=\"\",\"\",'3_床面積'!$V$35)","v":""},"","",{"$f":"IF(L38=\"\",\"\",'3_床面積'!$W$35)","v":""},"","","","",null,null,null,null,null,null,null,null,null,null,null,null,null,0,0,"","","",0]
[null,25,null,null,null,null,null,null,null,null,null,null,null,null,null,null,null,"","",{"$f":"IF(L39=\"\",\"\",'3_床面積'!$V$36)","v":""},{"$f":"IF(M39=\"\",\"\",'3_床面積'!$W$36)","v":""},null,null,"","","",{"$f":"IF(L39=\"\",\"\",'3_床面積'!$V$35)","v":""},"","",{"$f":"IF(L39=\"\",\"\",'3_床面積'!$W$35)","v":""},"","","","",null,null,null,null,null,null,null,null,null,null,null,null,null,0,0,"","","",0]
[null,26,null,null,null,null,null,null,null,null,null,null,null,null,null,null,null,"","",{"$f":"IF(L40=\"\",\"\",'3_床面積'!$V$36)","v":""},{"$f":"IF(M40=\"\",\"\",'3_床面積'!$W$36)","v":""},null,null,"","","",{"$f":"IF(L40=\"\",\"\",'3_床面積'!$V$35)","v":""},"","",{"$f":"IF(L40=\"\",\"\",'3_床面積'!$W$35)","v":""},"","","","",null,null,null,null,null,null,null,null,null,null,null,null,null,0,0,"","","",0]
[null,27,null,null,null,null,null,null,null,null,null,null,null,null,null,null,null,"","",{"$f":"IF(L41=\"\",\"\",'3_床面積'!$V$36)","v":""},{"$f":"IF(M41=\"\",\"\",'3_床面積'!$W$36)","v":""},null,null,"","","",{"$f":"IF(L41=\"\",\"\",'3_床面積'!$V$35)","v":""},"","",{"$f":"IF(L41=\"\",\"\",'3_床面積'!$W$35)","v":""},"","","","",null,null,null,null,null,null,null,null,null,null,null,null,null,0,0,"","","",0]
[null,28,null,null,null,null,null,null,null,null,null,null,null,null,null,null,null,"","",{"$f":"IF(L42=\"\",\"\",'3_床面積'!$V$36)","v":""},{"$f":"IF(M42=\"\",\"\",'3_床面積'!$W$36)","v":""},null,null,"","","",{"$f":"IF(L42=\"\",\"\",'3_床面積'!$V$35)","v":""},"","",{"$f":"IF(L42=\"\",\"\",'3_床面積'!$W$35)","v":""},"","","","",null,null,null,null,null,null,null,null,null,null,null,null,null,0,0,"","","",0]
[null,29,null,null,null,null,null,null,null,null,null,null,null,null,null,null,null,"","",{"$f":"IF(L43=\"\",\"\",'3_床面積'!$V$36)","v":""},{"$f":"IF(M43=\"\",\"\",'3_床面積'!$W$36)","v":""},null,null,"","","",{"$f":"IF(L43=\"\",\"\",'3_床面積'!$V$35)","v":""},"","",{"$f":"IF(L43=\"\",\"\",'3_床面積'!$W$35)","v":""},"","","","",null,null,null,null,null,null,null,null,null,null,null,null,null,0,0,"","","",0]
[null,30,null,null,null,null,null,null,null,null,null,null,null,null,null,null,null,"","",{"$f":"IF(L44=\"\",\"\",'3_床面積'!$V$36)","v":""},{"$f":"IF(M44=\"\",\"\",'3_床面積'!$W$36)","v":""},null,null,"","","",{"$f":"IF(L44=\"\",\"\",'3_床面積'!$V$35)","v":""},"","",{"$f":"IF(L44=\"\",\"\",'3_床面積'!$W$35)","v":""},"","","","",null,null,null,null,null,null,null,null,null,null,null,null,null,0,0,"","","",0]
[null,31,null,null,null,null,null,null,null,null,null,null,null,null,null,null,null,"","",{"$f":"IF(L45=\"\",\"\",'3_床面積'!$V$36)","v":""},{"$f":"IF(M45=\"\",\"\",'3_床面積'!$W$36)","v":""},null,null,"","","",{"$f":"IF(L45=\"\",\"\",'3_床面積'!$V$35)","v":""},"","",{"$f":"IF(L45=\"\",\"\",'3_床面積'!$W$35)","v":""},"","","","",null,null,null,null,null,null,null,null,null,null,null,null,null,0,0,"","","",0]
[null,32,null,null,null,null,null,null,null,null,null,null,null,null,null,null,null,"","",{"$f":"IF(L46=\"\",\"\",'3_床面積'!$V$36)","v":""},{"$f":"IF(M46=\"\",\"\",'3_床面積'!$W$36)","v":""},null,null,"","","",{"$f":"IF(L46=\"\",\"\",'3_床面積'!$V$35)","v":""},"","",{"$f":"IF(L46=\"\",\"\",'3_床面積'!$W$35)","v":""},"","","","",null,null,null,null,null,null,null,null,null,null,null,null,null,0,0,"","","",0]
[null,33,null,null,null,null,null,null,null,null,null,null,null,null,null,null,null,"","",{"$f":"IF(L47=\"\",\"\",'3_床面積'!$V$36)","v":""},{"$f":"IF(M47=\"\",\"\",'3_床面積'!$W$36)","v":""},null,null,"","","",{"$f":"IF(L47=\"\",\"\",'3_床面積'!$V$35)","v":""},"","",{"$f":"IF(L47=\"\",\"\",'3_床面積'!$W$35)","v":""},"","","","",null,null,null,null,null,null,null,null,null,null,null,null,null,0,0,"","","",0]
[null,34,null,null,null,null,null,null,null,null,null,null,null,null,null,null,null,"","",{"$f":"IF(L48=\"\",\"\",'3_床面積'!$V$36)","v":""},{"$f":"IF(M48=\"\",\"\",'3_床面積'!$W$36)","v":""},null,null,"","","",{"$f":"IF(L48=\"\",\"\",'3_床面積'!$V$35)","v":""},"","",{"$f":"IF(L48=\"\",\"\",'3_床面積'!$W$35)","v":""},"","","","",null,null,null,null,null,null,null,null,null,null,null,null,null,0,0,"","","",0]
[null,35,null,null,null,null,null,null,null,null,null,null,null,null,null,null,null,"","",{"$f":"IF(L49=\"\",\"\",'3_床面積'!$V$36)","v":""},{"$f":"IF(M49=\"\",\"\",'3_床面積'!$W$36)","v":""},null,null,"","","",{"$f":"IF(L49=\"\",\"\",'3_床面積'!$V$35)","v":""},"","",{"$f":"IF(L49=\"\",\"\",'3_床面積'!$W$35)","v":""},"","","","",null,null,null,null,null,null,null,null,null,null,null,null,null,0,0,"","","",0]
[]
[]
[]
[]
[]
[]
[]
[]
[]
[]
[]
[]
[]
[]
[]
[]
[]
[]
[]
[]
[]
[]
[]
[]
[]
[]
[]
[]
[]
[]
[]
[]
[]
[]
[]
[]
[]
[]
[]
[]
[]
[]
[]
[]
[]
[]
[]
[]
[]
[]
[]
[]
[null,null,null,null,null,null,null,null,null,null,null,null,null,null,null,null,null,null,null,null,null,null,null,null,null,null,null,null,null,null,null,null,null,null,null,null,null,null,null,null,null,null,null,null,null,null,null,{"$f":"IF(OR(R102=\"\"),0,MAX(0,1-$AT$4/R102*IF(M102=\"電気\",9.76/3.6,1)))","v":0},{"$f":"IF(OR(S102=\"\"),0,MAX(0,1-$AU$4/S102*IF(M102=\"電気\",9.76/3.6,1)))","v":0},{"$f":"IF(L102=\"\",\"\",IF(O102=\"\",0,N102*L102*AC102/(1-AV102)/INDEX($AR$6:$AR$11,MATCH(M102,$AJ$6:$AJ$11,0))*INDEX($AL$6:$AQ$11,MATCH(M102,$AJ$6:$AJ$11,0),MATCH(O102,$AL$5:$AQ$5,0)))+IF(Q102=\"\",0,P102*L102*AF102/(1-AW102)/INDEX($AR$6:$AR$11,MATCH(M102,$AJ$6:$AJ$11,0))*INDEX($AL$6:$AQ$11,MATCH(M102,$AJ$6:$AJ$11,0),MATCH(Q102,$AL$5:$AQ$5,0))))","v":""},{"$f":"IF(ISERROR(AX102),\"\",IF(NOT(N(AX102)=0),AX102*VLOOKUP(M102,$AH$6:$AI$13,2,0)/1000, \"\"))","v":""},{"$f":"IF(AX102=\"\",\"\",AX102*HLOOKUP(M102,$AU$8:$AZ$10,3,FALSE))","v":""},{"$f":"(H102+J102)*L102","v":0}]
[null,null,null,null,null,null,null,null,null,null,null,null,null,null,null,null,null,null,null,null,null,null,null,null,null,null,null,null,null,null,null,null,null,null,null,null,null,null,null,null,null,null,null,null,null,null,null,0,0,"","","",0]
[null,null,null,null,null,null,null,null,null,null,null,null,null,null,null,null,null,null,null,null,null,null,null,null,null,null,null,null,null,null,null,null,null,null,null,null,null,null,null,null,null,null,null,null,null,null,null,0,0,"","","",0]
[null,null,null,null,null,null,null,null,null,null,null,null,null,null,null,null,null,null,null,null,null,null,null,null,null,null,null,null,null,null,null,null,null,null,null,null,null,null,null,null,null,null,null,null,null,null,null,0,0,"","","",0]
[null,null,null,null,null,null,null,null,null,null,null,null,null,null,null,null,null,null,null,null,null,null,null,null,null,null,null,null,null,null,null,null,null,null,null,null,null,null,null,null,null,null,null,null,null,null,null,0,0,"","","",0]
[null,null,null,null,null,null,null,null,null,null,null,null,null,null,null,null,null,null,null,null,null,null,null,null,null,null,null,null,null,null,null,null,null,null,null,null,null,null,null,null,null,null,null,null,null,null,null,0,0,"","","",0]
[null,null,null,null,null,null,null,null,null,null,null,null,null,null,null,null,null,null,null,null,null,null,null,null,null,null,null,null,null,null,null,null,null,null,null,null,null,null,null,null,null,null,null,null,null,null,null,0,0,"","","",0]
[null,null,null,null,null,null,null,null,null,null,null,null,null,null,null,null,null,null,null,null,null,null,null,null,null,null,null,null,null,null,null,null,null,null,null,null,null,null,null,null,null,null,null,null,null,null,null,0,0,"","","",0]
[null,null,null,null,null,null,null,null,null,null,null,null,null,null,null,null,null,null,null,null,null,null,null,null,null,null,null,null,null,null,null,null,null,null,null,null,null,null,null,null,null,null,null,null,null,null,null,0,0,"","","",0]
[null,null,null,null,null,null,null,null,null,null,null,null,null,null,null,null,null,null,null,null,null,null,null,null,null,null,null,null,null,null,null,null,null,null,null,null,null,null,null,null,null,null,null,null,null,null,null,0,0,"",{"$f":"IF(ISERROR(AX111),\"\",IF(NOT(N(AX111)=0),AX111*VLOOKUP(M111,$AH$6:$AI$13,2,0)/1000, \"\"))","v":""},"",0]
[null,null,null,null,null,null,null,null,null,null,null,null,null,null,null,null,null,null,null,null,null,null,null,null,null,null,null,null,null,null,null,null,null,null,null,null,null,null,null,null,null,null,null,null,null,null,null,0,0,"","","",0]
[null,null,null,null,null,null,null,null,null,null,null,null,null,null,null,null,null,null,null,null,null,null,null,null,null,null,null,null,null,null,null,null,null,null,null,null,null,null,null,null,null,null,null,null,null,null,null,0,0,"","","",0]
[null,null,null,null,null,null,null,null,null,null,null,null,null,null,null,null,null,null,null,null,null,null,null,null,null,null,null,null,null,null,null,null,null,null,null,null,null,null,null,null,null,null,null,null,null,null,null,0,0,"","","",0]
[null,null,null,null,null,null,null,null,null,null,null,null,null,null,null,null,null,null,null,null,null,null,null,null,null,null,null,null,null,null,null,null,null,null,null,null,null,null,null,null,null,null,null,null,null,null,null,0,0,"","","",0]
[null,null,null,null,null,null,null,null,null,null,null,null,null,null,null,null,null,null,null,null,null,null,null,null,null,null,null,null,null,null,null,null,null,null,null,null,null,null,null,null,null,null,null,null,null,null,null,0,0,"","","",0]
[null,null,null,null,null,null,null,null,null,null,null,null,null,null,null,null,null,null,null,null,null,null,null,null,null,null,null,null,null,null,null,null,null,null,null,null,null,null,null,null,null,null,null,null,null,null,null,0,0,"","","",0]
[null,null,null,null,null,null,null,null,null,null,null,null,null,null,null,null,null,null,null,null,null,null,null,null,null,null,null,null,null,null,null,null,null,null,null,null,null,null,null,null,null,null,null,null,null,null,null,0,0,"","","",0]
[null,null,null,null,null,null,null,null,null,null,null,null,null,null,null,null,null,null,null,null,null,null,null,null,null,null,null,null,null,null,null,null,null,null,null,null,null,null,null,null,null,null,null,null,null,null,null,0,0,"","","",0]
[null,null,null,null,null,null,null,null,null,null,null,null,null,null,null,null,null,null,null,null,null,null,null,null,null,null,null,null,null,null,null,null,null,null,null,null,null,null,null,null,null,null,null,null,null,null,null,0,0,"","","",0]
[null,null,null,null,null,null,null,null,null,null,null,null,null,null,null,null,null,null,null,null,null,null,null,null,null,null,null,null,null,null,null,null,null,null,null,null,null,null,null,null,null,null,null,null,null,null,null,0,0,"","","",0]
[null,null,null,null,null,null,null,null,null,null,null,null,null,null,null,null,null,null,null,null,null,null,null,null,null,null,null,null,null,null,null,null,null,null,null,null,null,null,null,null,null,null,null,null,null,null,null,0,0,"","","",0]
[null,null,null,null,null,null,null,null,null,null,null,null,null,null,null,null,null,null,null,null,null,null,null,null,null,null,null,null,null,null,null,null,null,null,null,null,null,null,null,null,null,null,null,null,null,null,null,0,0,"","","",0]
[null,null,null,null,null,null,null,null,null,null,null,null,null,null,null,null,null,null,null,null,null,null,null,null,null,null,null,null,null,null,null,null,null,null,null,null,null,null,null,null,null,null,null,null,null,null,null,0,0,"","","",0]
[null,null,null,null,null,null,null,null,null,null,null,null,null,null,null,null,null,null,null,null,null,null,null,null,null,null,null,null,null,null,null,null,null,null,null,null,null,null,null,null,null,null,null,null,null,null,null,0,0,"","","",0]
[null,null,null,null,null,null,null,null,null,null,null,null,null,null,null,null,null,null,null,null,null,null,null,null,null,null,null,null,null,null,null,null,null,null,null,null,null,null,null,null,null,null,null,null,null,null,null,0,0,"","","",0]
[null,null,null,null,null,null,null,null,null,null,null,null,null,null,null,null,null,null,null,null,null,null,null,null,null,null,null,null,null,null,null,null,null,null,null,null,null,null,null,null,null,null,null,null,null,null,null,0,0,"","","",0]
[null,null,null,null,null,null,null,null,null,null,null,null,null,null,null,null,null,null,null,null,null,null,null,null,null,null,null,null,null,null,null,null,null,null,null,null,null,null,null,null,null,null,null,null,null,null,null,0,0,"","","",0]
[null,null,null,null,null,null,null,null,null,null,null,null,null,null,null,null,null,null,null,null,null,null,null,null,null,null,null,null,null,null,null,null,null,null,null,null,null,null,null,null,null,null,null,null,null,null,null,0,0,"","","",0]
[null,null,null,null,null,null,null,null,null,null,null,null,null,null,null,null,null,null,null,null,null,null,null,null,null,null,null,null,null,null,null,null,null,null,null,null,null,null,null,null,null,null,null,null,null,null,null,0,0,"","","",0]
[null,null,null,null,null,null,null,null,null,null,null,null,null,null,null,null,null,null,null,null,null,null,null,null,null,null,null,null,null,null,null,null,null,null,null,null,null,null,null,null,null,null,null,null,null,null,null,0,0,"","","",0]
[null,null,null,null,null,null,null,null,null,null,null,null,null,null,null,null,null,null,null,null,null,null,null,null,null,null,null,null,null,null,null,null,null,null,null,null,null,null,null,null,null,null,null,null,null,null,null,0,0,"","","",0]
[null,null,null,null,null,null,null,null,null,null,null,null,null,null,null,null,null,null,null,null,null,null,null,null,null,null,null,null,null,null,null,null,null,null,null,null,null,null,null,null,null,null,null,null,null,null,null,0,0,"","","",0]
[null,null,null,null,null,null,null,null,null,null,null,null,null,null,null,null,null,null,null,null,null,null,null,null,null,null,null,null,null,null,null,null,null,null,null,null,null,null,null,null,null,null,null,null,null,null,null,0,0,{"$f":"IF(L134=\"\",\"\",IF(O134=\"\",0,N134*L134*AC134/(1-AV134)/INDEX($AR$6:$AR$11,MATCH(M134,$AJ$6:$AJ$11,0))*INDEX($AL$6:$AQ$11,MATCH(M134,$AJ$6:$AJ$11,0),MATCH(O134,$AL$5:$AQ$5,0)))+IF(Q134=\"\",0,P134*L134*AF134/(1-AW134)/INDEX($AR$6:$AR$11,MATCH(M134,$AJ$6:$AJ$11,0))*INDEX($AL$6:$AQ$11,MATCH(M134,$AJ$6:$AJ$11,0),MATCH(Q134,$AL$5:$AQ$5,0))))","v":""},"",{"$f":"IF(AX134=\"\",\"\",AX134*HLOOKUP(M134,$AU$8:$AZ$10,3,FALSE))","v":""},0]
[null,null,null,null,null,null,null,null,null,null,null,null,null,null,null,null,null,null,null,null,null,null,null,null,null,null,null,null,null,null,null,null,null,null,null,null,null,null,null,null,null,null,null,null,null,null,null,0,0,"","","",0]
[null,null,null,null,null,null,null,null,null,null,null,null,null,null,null,null,null,null,null,null,null,null,null,null,null,null,null,null,null,null,null,null,null,null,null,null,null,null,null,null,null,null,null,null,null,null,null,0,0,"","","",0]
[null,null,null,null,null,null,null,null,null,null,null,null,null,null,null,null,null,null,null,null,null,null,null,null,null,null,null,null,null,null,null,null,null,null,null,null,null,null,null,null,null,null,null,null,null,null,null,0,0,"","","",0]
[null,null,null,null,null,null,null,null,null,null,null,null,null,null,null,null,null,null,null,null,null,null,null,null,null,null,null,null,null,null,null,null,null,null,null,null,null,null,null,null,null,null,null,null,null,null,null,0,0,"","","",0]
[null,null,null,null,null,null,null,null,null,null,null,null,null,null,null,null,null,null,null,null,null,null,null,null,null,null,null,null,null,null,null,null,null,null,null,null,null,null,null,null,null,null,null,null,null,null,null,0,0,"","","",0]
[null,null,null,null,null,null,null,null,null,null,null,null,null,null,null,null,null,null,null,null,null,null,null,null,null,null,null,null,null,null,null,null,null,null,null,null,null,null,null,null,null,null,null,null,null,null,null,0,0,"","","",0]
[null,null,null,null,null,null,null,null,null,null,null,null,null,null,null,null,null,null,null,null,null,null,null,null,null,null,null,null,null,null,null,null,null,null,null,null,null,null,null,null,null,null,null,null,null,null,null,0,0,"","","",0]
[null,null,null,null,null,null,null,null,null,null,null,null,null,null,null,null,null,null,null,null,null,null,null,null,null,null,null,null,null,null,null,null,null,null,null,null,null,null,null,null,null,null,null,null,null,null,null,0,0,"","","",0]
[null,null,null,null,null,null,null,null,null,null,null,null,null,null,null,null,null,null,null,null,null,null,null,null,null,null,null,null,null,null,null,null,null,null,null,null,null,null,null,null,null,null,null,null,null,null,null,0,0,"",{"$f":"IF(ISERROR(AX143),\"\",IF(NOT(N(AX143)=0),AX143*VLOOKUP(M143,$AH$6:$AI$13,2,0)/1000, \"\"))","v":""},"",0]
[null,null,null,null,null,null,null,null,null,null,null,null,null,null,null,null,null,null,null,null,null,null,null,null,null,null,null,null,null,null,null,null,null,null,null,null,null,null,null,null,null,null,null,null,null,null,null,{"$f":"IF(OR(R144=\"\"),0,MAX(0,1-$AT$4/R144*IF(M144=\"電気\",9.76/3.6,1)))","v":0},{"$f":"IF(OR(S144=\"\"),0,MAX(0,1-$AU$4/S144*IF(M144=\"電気\",9.76/3.6,1)))","v":0},"","","",{"$f":"(H144+J144)*L144","v":0}]
[null,null,null,null,null,null,null,null,null,null,null,null,null,null,null,null,null,null,null,null,null,null,null,null,null,null,null,null,null,null,null,null,null,null,null,null,null,null,null,null,null,null,null,null,null,null,null,0,0,"","","",0]
[null,null,null,null,null,null,null,null,null,null,null,null,null,null,null,null,null,null,null,null,null,null,null,null,null,null,null,null,null,null,null,null,null,null,null,null,null,null,null,null,null,null,null,null,null,null,null,0,0,"","","",0]
[null,null,null,null,null,null,null,null,null,null,null,null,null,null,null,null,null,null,null,null,null,null,null,null,null,null,null,null,null,null,null,null,null,null,null,null,null,null,null,null,null,null,null,null,null,null,null,0,0,"","","",0]
[null,null,null,null,null,null,null,null,null,null,null,null,null,null,null,null,null,null,null,null,null,null,null,null,null,null,null,null,null,null,null,null,null,null,null,null,null,null,null,null,null,null,null,null,null,null,null,0,0,"","","",0]
[null,null,null,null,null,null,null,null,null,null,null,null,null,null,null,null,null,null,null,null,null,null,null,null,null,null,null,null,null,null,null,null,null,null,null,null,null,null,null,null,null,null,null,null,null,null,null,0,0,"","","",0]
[null,null,null,null,null,null,null,null,null,null,null,null,null,null,null,null,null,null,null,null,null,null,null,null,null,null,null,null,null,null,null,null,null,null,null,null,null,null,null,null,null,null,null,null,null,null,null,0,0,"","","",0]
[null,null,null,null,null,null,null,null,null,null,null,null,null,null,null,null,null,null,null,null,null,null,null,null,null,null,null,null,null,null,null,null,null,null,null,null,null,null,null,null,null,null,null,null,null,null,null,0,0,"","","",0]
[null,null,null,null,null,null,null,null,null,null,null,null,null,null,null,null,null,null,null,null,null,null,null,null,null,null,null,null,null,null,null,null,null,null,null,null,null,null,null,null,null,null,null,null,null,null,null,0,0,"","","",0]
[null,null,null,null,null,null,null,null,null,null,null,null,null,null,null,null,null,null,null,null,null,null,null,null,null,null,null,null,null,null,null,null,null,null,null,null,null,null,null,null,null,null,null,null,null,null,null,0,0,"","","",0]
[null,null,null,null,null,null,null,null,null,null,null,null,null,null,null,null,null,null,null,null,null,null,null,null,null,null,null,null,null,null,null,null,null,null,null,null,null,null,null,null,null,null,null,null,null,null,null,0,0,"","","",0]
[null,null,null,null,null,null,null,null,null,null,null,null,null,null,null,null,null,null,null,null,null,null,null,null,null,null,null,null,null,null,null,null,null,null,null,null,null,null,null,null,null,null,null,null,null,null,null,0,0,"","","",0]
[null,null,null,null,null,null,null,null,null,null,null,null,null,null,null,null,null,null,null,null,null,null,null,null,null,null,null,null,null,null,null,null,null,null,null,null,null,null,null,null,null,null,null,null,null,null,null,0,0,"","","",0]
[null,null,null,null,null,null,null,null,null,null,null,null,null,null,null,null,null,null,null,null,null,null,null,null,null,null,null,null,null,null,null,null,null,null,null,null,null,null,null,null,null,null,null,null,null,null,null,0,0,"","","",0]
[null,null,null,null,null,null,null,null,null,null,null,null,null,null,null,null,null,null,null,null,null,null,null,null,null,null,null,null,null,null,null,null,null,null,null,null,null,null,null,null,null,null,null,null,null,null,null,0,0,"","","",0]
[null,null,null,null,null,null,null,null,null,null,null,null,null,null,null,null,null,null,null,null,null,null,null,null,null,null,null,null,null,null,null,null,null,null,null,null,null,null,null,null,null,null,null,null,null,null,null,0,0,"","","",0]
[null,null,null,null,null,null,null,null,null,null,null,null,null,null,null,null,null,null,null,null,null,null,null,null,null,null,null,null,null,null,null,null,null,null,null,null,null,null,null,null,null,null,null,null,null,null,null,0,0,"","","",0]
[null,null,null,null,null,null,null,null,null,null,null,null,null,null,null,null,null,null,null,null,null,null,null,null,null,null,null,null,null,null,null,null,null,null,null,null,null,null,null,null,null,null,null,null,null,null,null,0,0,"","","",0]
[null,null,null,null,null,null,null,null,null,null,null,null,null,null,null,null,null,null,null,null,null,null,null,null,null,null,null,null,null,null,null,null,null,null,null,null,null,null,null,null,null,null,null,null,null,null,null,0,0,"","","",0]
[null,null,null,null,null,null,null,null,null,null,null,null,null,null,null,null,null,null,null,null,null,null,null,null,null,null,null,null,null,null,null,null,null,null,null,null,null,null,null,null,null,null,null,null,null,null,null,0,0,"","","",0]
[null,null,null,null,null,null,null,null,null,null,null,null,null,null,null,null,null,null,null,null,null,null,null,null,null,null,null,null,null,null,null,null,null,null,null,null,null,null,null,null,null,null,null,null,null,null,null,0,0,"","","",0]
[null,null,null,null,null,null,null,null,null,null,null,null,null,null,null,null,null,null,null,null,null,null,null,null,null,null,null,null,null,null,null,null,null,null,null,null,null,null,null,null,null,null,null,null,null,null,null,0,0,"","","",0]

{"sheet":"9_冷却塔（新設）","index":8,"n_rows":52,"n_cols":39,"rows_kept":52,"cut":false,"hidden":false,"merged":[[51,8,51,9],[15,27,15,28],[43,8,43,9],[44,8,44,9],[45,8,45,9],[46,8,46,9],[47,8,47,9],[48,8,48,9],[31,8,31,9],[32,8,32,9],[33,8,33,9],[49,8,49,9],[50,8,50,9],[39,8,39,9],[40,8,40,9],[41,8,41,9],[42,8,42,9],[34,8,34,9],[37,8,37,9],[38,8,38,9],[36,8,36,9],[12,3,16,3],[23,6,23,7],[24,6,24,7],[33,6,33,7],[34,6,34,7],[35,6,35,7],[29,4,29,5],[30,4,30,5],[35,8,35,9],[12,1,16,1],[37,6,37,7],[3,36,3,40],[3,28,3,32],[3,33,3,35],[14,15,16,15],[5,24,6,25],[45,6,45,7],[21,4,21,5],[22,4,22,5],[23,4,23,5],[24,4,24,5],[25,4,25,5],[26,4,26,5],[27,4,27,5],[28,4,28,5],[38,6,38,7],[31,4,31,5],[32,4,32,5],[33,4,33,5],[34,4,34,5],[12,8,16,9],[20,4,20,5],[18,6,18,7],[3,41,3,43],[12,12,12,19],[14,19,16,19],[12,22,16,22],[12,23,16,23],[12,10,16,10],[14,14,16,14],[14,16,16,16],[17,6,17,7],[14,17,16,17],[14,18,16,18],[12,11,16,11],[5,22,6,23],[15,24,15,26],[5,26,6,27],[12,29,16,30],[10,29,11,29],[10,30,11,30],[5,36,5,38],[5,31,5,35],[5,28,6,29],[51,6,51,7],[12,2,16,2],[12,6,16,7],[39,6,39,7],[40,6,40,7],[41,6,41,7],[42,6,42,7],[22,6,22,7],[19,4,19,5],[48,6,48,7],[49,6,49,7],[43,6,43,7],[44,6,44,7],[27,6,27,7],[28,6,28,7],[31,6,31,7],[32,6,32,7],[36,6,36,7],[46,6,46,7],[12,4,12,5],[13,4,16,5],[18,4,18,5],[36,4,36,5],[37,4,37,5],[38,4,38,5],[39,4,39,5],[23,8,23,9],[50,6,50,7],[25,6,25,7],[26,6,26,7],[17,8,17,9],[18,8,18,9],[29,6,29,7],[30,6,30,7],[47,6,47,7],[20,6,20,7],[21,6,21,7],[26,8,26,9],[27,8,27,9],[28,8,28,9],[25,8,25,9],[21,8,21,9],[22,8,22,9],[24,8,24,9],[29,8,29,9],[30,8,30,9],[47,4,47,5],[40,4,40,5],[13,45,13,50],[12,20,15,21],[14,12,16,12],[14,13,16,13],[13,12,13,16],[35,4,35,5],[19,6,19,7],[13,17,13,19],[17,4,17,5],[14,45,14,47],[19,8,19,9],[20,8,20,9],[14,48,14,50],[49,4,49,5],[50,4,50,5],[51,4,51,5],[41,4,41,5],[42,4,42,5],[43,4,43,5],[44,4,44,5],[45,4,45,5],[46,4,46,5],[48,4,48,5]]}
[null,null,null,null,null,null,null,null,null,null,null,null,null,null,null,null,null,null,null,null,null,null,null,null,null,"○",null,null,null,null,null,"■省エネ率"]
[]
[]
[null,null,null,null,null,null,null,null,null,null,null,null,null,null,null,null,null,null,null,null,null,null,null,null,null,null,null,null,"ファン",null,null,null,null,"散水ポンプ"]
[null,null,null,null,null,null,null,null,null,null,null,null,null,null,null,null,null,null,null,null,null,null,null,null,null,null,null,null,"省エネ形","モータ\n直結形\nファン","永久\n磁石（IPM）\nモータ","ﾌﾟﾚﾐｱﾑ\n効率\n（IE3）\nモータ","高効率\n（IE2）\nモータ","永久\n磁石（IPM）\nモータ","ﾌﾟﾚﾐｱﾑ\n効率\n（IE3）\nモータ","高効率\n（IE2）\nモータ"]
[null,null,"色欄については、文字又は数値を入力",null,null,null,null,null,null,null,null,null,null,null,null,null,null,null,null,null,null,null,null,null,"年間CO2排出量（計）　\n[t-CO2/年]",null,"年間一次エネルギー消費量　\n[MJ/年]",null,"年間電気使用量\n[kWh/年]\n",null,null,"ファン",null,null,null,null,"散水ポンプ"]
[null,null,"色欄については、プルダウンメニューから選択",null,null,null,null,null,null,null,null,null,null,null,null,null,null,null,null,null,null,null,null,null,null,null,null,null,null,null,null,"省エネ形","モータ直結形ファン","永久磁石（IPM）モータ","ﾌﾟﾚﾐｱﾑ効率（IE3）モータ","高効率（IE2）モータ","永久磁石（IPM）モータ","ﾌﾟﾚﾐｱﾑ効率\n（IE3）モータ","高効率（IE2）モータ"]
[null,null,"色欄については、任意記入とし、文字又は数値を入力",null,null,null,null,null,null,null,null,null,null,null,null,null,null,null,null,null,null,null,null,null,"新設","撤去","新設","撤去","新設","撤去",null,0.34,0.05,0.1,0.06,0.04,0.1,0.06,0.04]
[null,null,"色欄については、入力の間違いや未記入の状態などエラーを示す。",null,null,null,null,null,null,null,null,null,null,null,null,null,null,null,null,null,null,null,null,null,{"$f":"SUM(X18:X52)","v":0},{"$f":"SUM(AC18:AC52)","v":0},{"$f":"SUM(AD18:AD52)","v":0},{"$f":"SUM(AE18:AE52)","v":0},{"$f":"SUM(W18:W52)","v":0},{"$f":"SUM(AB18:AB52)","v":0}]
[]
[null,"高効率冷却塔の導入（新設）",null,null,null,null,null,null,null,null,null,null,null,null,null,null,null,null,null,null,null,null,null,"No.9",null,null,null,null,null,"新設","更新前"]
[]
[null,"No.","機器記号","機器名称","種別",null,"冷却\n能力\n[kW]",null,"ファン\n電動機\n出力\n[kW]",null,"散水\nポンプ\n電動機\n出力\n[kW]","台数","高効率機器",null,null,null,null,null,null,null," 年間運転時間\n[h/年]",null,"年間電気\n使用量\n[kWh/年]","年間CO2\n排出量\n[t-CO2/年]",null,null,null,null,null,"年間一次\nエネルギー\n消費量　\n[MJ/年]"]
[null,null,null,null,"白煙\n防止形",null,null,null,null,null,null,null,"ファン",null,null,null,null,"散水ポンプ"]
[null,null,null,null,null,null,null,null,null,null,null,null,"省エネ形","モータ\n直結形\nファン","永久\n磁石（IPM）\nモータ","ﾌﾟﾚﾐｱﾑ\n効率\n（IE3）\nモータ","高効率\n（IE2）\nモータ","永久\n磁石（IPM）\nモータ","ﾌﾟﾚﾐｱﾑ\n効率\n（IE3）\nモータ","高効率\n（IE2）\nモータ"]
[null,null,null,null,null,null,null,null,null,null,null,null,null,null,null,null,null,null,null,null,null,null,null,null,"全負荷相当運転時間",null,null,"更新前"]
[null,null,null,null,null,null,null,null,null,null,null,null,null,null,null,null,null,null,null,null,"標準値","想定値",null,null,"標準値","想定値","採用値","電気使用量","CO２排出量"]
[null,1,null,null,null,null,null,null,null,null,null,null,{"$f":"IF(OR(L18=\"\",L18=0),\"\",IF(AND(E18=\"○\",I18*1000/G18<10.5),\"○\",IF(I18*1000/G18<7.5,\"○\",\"\")))","v":""},null,null,null,null,null,null,null,{"$f":"IF(L18=\"\",\"\",'3_床面積'!$X$36)","v":""},null,{"$f":"IF(L18=\"\",\"\",IF(L18=\"\",\"\",I18*L18*AA18*(1-SUMIF(M18:Q18,\"○\",$AF$8:$AJ$8))+K18*L18*AA18*(1-SUMIF(R18:T18,\"○\",$AK$8:$AM$8))))","v":""},{"$f":"IF(ISERROR(W18),\"\",IF(W18=\"\",\"\",W18*'2_メイン'!$Z$19/1000))","v":""},{"$f":"IF(L18=\"\",\"\",'3_床面積'!$X$35)","v":""},{"$f":"IF(V18=\"\",\"\",Y18*V18/U18)","v":""},{"$f":"IF(Z18=\"\",Y18,Z18)","v":""},{"$f":"IF(L18=\"\",\"\",IF(L18=\"\",\"\",I18*L18*AA18+K18*L18*AA18))","v":""},{"$f":"IF(ISERROR(AB18),\"\",IF(AB18=\"\",\"\",AB18*'2_メイン'!$Z$19/1000))","v":""},{"$f":"IF(W18=\"\",\"\",W18*'2_メイン'!$Z$20)","v":""},{"$f":"IF(AB18=\"\",\"\",AB18*'2_メイン'!$Z$20)","v":""}]
[null,2,null,null,null,null,null,null,null,null,null,null,{"$f":"IF(OR(L19=\"\",L19=0),\"\",IF(AND(E19=\"○\",I19*1000/G19<10.5),\"○\",IF(I19*1000/G19<7.5,\"○\",\"\")))","v":""},null,null,null,null,null,null,null,{"$f":"IF(L19=\"\",\"\",'3_床面積'!$X$36)","v":""},null,"",{"$f":"IF(ISERROR(W19),\"\",IF(W19=\"\",\"\",W19*'2_メイン'!$Z$19/1000))","v":""},{"$f":"IF(L19=\"\",\"\",'3_床面積'!$X$35)","v":""},{"$f":"IF(V19=\"\",\"\",Y19*V19/U19)","v":""},{"$f":"IF(Z19=\"\",Y19,Z19)","v":""},{"$f":"IF(L19=\"\",\"\",IF(L19=\"\",\"\",I19*L19*AA19+K19*L19*AA19))","v":""},{"$f":"IF(ISERROR(AB19),\"\",IF(AB19=\"\",\"\",AB19*'2_メイン'!$Z$19/1000))","v":""},{"$f":"IF(W19=\"\",\"\",W19*'2_メイン'!$Z$20)","v":""},{"$f":"IF(AB19=\"\",\"\",AB19*'2_メイン'!$Z$20)","v":""}]
[null,3,null,null,null,null,null,null,null,null,null,null,"",null,null,null,null,null,null,null,{"$f":"IF(L20=\"\",\"\",'3_床面積'!$X$36)","v":""},null,"",{"$f":"IF(ISERROR(W20),\"\",IF(W20=\"\",\"\",W20*'2_メイン'!$Z$19/1000))","v":""},{"$f":"IF(L20=\"\",\"\",'3_床面積'!$X$35)","v":""},"","","",{"$f":"IF(ISERROR(AB20),\"\",IF(AB20=\"\",\"\",AB20*'2_メイン'!$Z$19/1000))","v":""},{"$f":"IF(W20=\"\",\"\",W20*'2_メイン'!$Z$20)","v":""},{"$f":"IF(AB20=\"\",\"\",AB20*'2_メイン'!$Z$20)","v":""}]
[null,4,null,null,null,null,null,null,null,null,null,null,"",null,null,null,null,null,null,null,{"$f":"IF(L21=\"\",\"\",'3_床面積'!$X$36)","v":""},null,"",{"$f":"IF(ISERROR(W21),\"\",IF(W21=\"\",\"\",W21*'2_メイン'!$Z$19/1000))","v":""},{"$f":"IF(L21=\"\",\"\",'3_床面積'!$X$35)","v":""},"","","",{"$f":"IF(ISERROR(AB21),\"\",IF(AB21=\"\",\"\",AB21*'2_メイン'!$Z$19/1000))","v":""},{"$f":"IF(W21=\"\",\"\",W21*'2_メイン'!$Z$20)","v":""},{"$f":"IF(AB21=\"\",\"\",AB21*'2_メイン'!$Z$20)","v":""}]
[null,5,null,null,null,null,null,null,null,null,null,null,"",null,null,null,null,null,null,null,{"$f":"IF(L22=\"\",\"\",'3_床面積'!$X$36)","v":""},null,"",{"$f":"IF(ISERROR(W22),\"\",IF(W22=\"\",\"\",W22*'2_メイン'!$Z$19/1000))","v":""},{"$f":"IF(L22=\"\",\"\",'3_床面積'!$X$35)","v":""},"","","",{"$f":"IF(ISERROR(AB22),\"\",IF(AB22=\"\",\"\",AB22*'2_メイン'!$Z$19/1000))","v":""},{"$f":"IF(W22=\"\",\"\",W22*'2_メイン'!$Z$20)","v":""},{"$f":"IF(AB22=\"\",\"\",AB22*'2_メイン'!$Z$20)","v":""}]
[null,6,null,null,null,null,null,null,null,null,null,null,"",null,null,null,null,null,null,null,{"$f":"IF(L23=\"\",\"\",'3_床面積'!$X$36)","v":""},null,"",{"$f":"IF(ISERROR(W23),\"\",IF(W23=\"\",\"\",W23*'2_メイン'!$Z$19/1000))","v":""},{"$f":"IF(L23=\"\",\"\",'3_床面積'!$X$35)","v":""},"","","",{"$f":"IF(ISERROR(AB23),\"\",IF(AB23=\"\",\"\",AB23*'2_メイン'!$Z$19/1000))","v":""},{"$f":"IF(W23=\"\",\"\",W23*'2_メイン'!$Z$20)","v":""},{"$f":"IF(AB23=\"\",\"\",AB23*'2_メイン'!$Z$20)","v":""}]
[null,7,null,null,null,null,null,null,null,null,null,null,"",null,null,null,null,null,null,null,{"$f":"IF(L24=\"\",\"\",'3_床面積'!$X$36)","v":""},null,"",{"$f":"IF(ISERROR(W24),\"\",IF(W24=\"\",\"\",W24*'2_メイン'!$Z$19/1000))","v":""},{"$f":"IF(L24=\"\",\"\",'3_床面積'!$X$35)","v":""},"","","",{"$f":"IF(ISERROR(AB24),\"\",IF(AB24=\"\",\"\",AB24*'2_メイン'!$Z$19/1000))","v":""},{"$f":"IF(W24=\"\",\"\",W24*'2_メイン'!$Z$20)","v":""},{"$f":"IF(AB24=\"\",\"\",AB24*'2_メイン'!$Z$20)","v":""}]
[null,8,null,null,null,null,null,null,null,null,null,null,"",null,null,null,null,null,null,null,{"$f":"IF(L25=\"\",\"\",'3_床面積'!$X$36)","v":""},null,"",{"$f":"IF(ISERROR(W25),\"\",IF(W25=\"\",\"\",W25*'2_メイン'!$Z$19/1000))","v":""},{"$f":"IF(L25=\"\",\"\",'3_床面積'!$X$35)","v":""},"","","",{"$f":"IF(ISERROR(AB25),\"\",IF(AB25=\"\",\"\",AB25*'2_メイン'!$Z$19/1000))","v":""},{"$f":"IF(W25=\"\",\"\",W25*'2_メイン'!$Z$20)","v":""},{"$f":"IF(AB25=\"\",\"\",AB25*'2_メイン'!$Z$20)","v":""}]
[null,9,null,null,null,null,null,null,null,null,null,null,"",null,null,null,null,null,null,null,{"$f":"IF(L26=\"\",\"\",'3_床面積'!$X$36)","v":""},null,"",{"$f":"IF(ISERROR(W26),\"\",IF(W26=\"\",\"\",W26*'2_メイン'!$Z$19/1000))","v":""},{"$f":"IF(L26=\"\",\"\",'3_床面積'!$X$35)","v":""},"","","",{"$f":"IF(ISERROR(AB26),\"\",IF(AB26=\"\",\"\",AB26*'2_メイン'!$Z$19/1000))","v":""},{"$f":"IF(W26=\"\",\"\",W26*'2_メイン'!$Z$20)","v":""},{"$f":"IF(AB26=\"\",\"\",AB26*'2_メイン'!$Z$20)","v":""}]
[null,10,null,null,null,null,null,null,null,null,null,null,"",null,null,null,null,null,null,null,{"$f":"IF(L27=\"\",\"\",'3_床面積'!$X$36)","v":""},null,"",{"$f":"IF(ISERROR(W27),\"\",IF(W27=\"\",\"\",W27*'2_メイン'!$Z$19/1000))","v":""},{"$f":"IF(L27=\"\",\"\",'3_床面積'!$X$35)","v":""},"","","",{"$f":"IF(ISERROR(AB27),\"\",IF(AB27=\"\",\"\",AB27*'2_メイン'!$Z$19/1000))","v":""},{"$f":"IF(W27=\"\",\"\",W27*'2_メイン'!$Z$20)","v":""},{"$f":"IF(AB27=\"\",\"\",AB27*'2_メイン'!$Z$20)","v":""}]
[null,11,null,null,null,null,null,null,null,null,null,null,"",null,null,null,null,null,null,null,{"$f":"IF(L28=\"\",\"\",'3_床面積'!$X$36)","v":""},null,"",{"$f":"IF(ISERROR(W28),\"\",IF(W28=\"\",\"\",W28*'2_メイン'!$Z$19/1000))","v":""},{"$f":"IF(L28=\"\",\"\",'3_床面積'!$X$35)","v":""},"","",{"$f":"IF(L28=\"\",\"\",IF(L28=\"\",\"\",I28*L28*AA28+K28*L28*AA28))","v":""},{"$f":"IF(ISERROR(AB28),\"\",IF(AB28=\"\",\"\",AB28*'2_メイン'!$Z$19/1000))","v":""},{"$f":"IF(W28=\"\",\"\",W28*'2_メイン'!$Z$20)","v":""},{"$f":"IF(AB28=\"\",\"\",AB28*'2_メイン'!$Z$20)","v":""}]
[null,12,null,null,null,null,null,null,null,null,null,null,"",null,null,null,null,null,null,null,{"$f":"IF(L29=\"\",\"\",'3_床面積'!$X$36)","v":""},null,"",{"$f":"IF(ISERROR(W29),\"\",IF(W29=\"\",\"\",W29*'2_メイン'!$Z$19/1000))","v":""},{"$f":"IF(L29=\"\",\"\",'3_床面積'!$X$35)","v":""},"","","",{"$f":"IF(ISERROR(AB29),\"\",IF(AB29=\"\",\"\",AB29*'2_メイン'!$Z$19/1000))","v":""},{"$f":"IF(W29=\"\",\"\",W29*'2_メイン'!$Z$20)","v":""},{"$f":"IF(AB29=\"\",\"\",AB29*'2_メイン'!$Z$20)","v":""}]
[null,13,null,null,null,null,null,null,null,null,null,null,"",null,null,null,null,null,null,null,{"$f":"IF(L30=\"\",\"\",'3_床面積'!$X$36)","v":""},null,"",{"$f":"IF(ISERROR(W30),\"\",IF(W30=\"\",\"\",W30*'2_メイン'!$Z$19/1000))","v":""},{"$f":"IF(L30=\"\",\"\",'3_床面積'!$X$35)","v":""},"","","",{"$f":"IF(ISERROR(AB30),\"\",IF(AB30=\"\",\"\",AB30*'2_メイン'!$Z$19/1000))","v":""},{"$f":"IF(W30=\"\",\"\",W30*'2_メイン'!$Z$20)","v":""},{"$f":"IF(AB30=\"\",\"\",AB30*'2_メイン'!$Z$20)","v":""}]
[null,14,null,null,null,null,null,null,null,null,null,null,"",null,null,null,null,null,null,null,{"$f":"IF(L31=\"\",\"\",'3_床面積'!$X$36)","v":""},null,"",{"$f":"IF(ISERROR(W31),\"\",IF(W31=\"\",\"\",W31*'2_メイン'!$Z$19/1000))","v":""},{"$f":"IF(L31=\"\",\"\",'3_床面積'!$X$35)","v":""},"","","",{"$f":"IF(ISERROR(AB31),\"\",IF(AB31=\"\",\"\",AB31*'2_メイン'!$Z$19/1000))","v":""},{"$f":"IF(W31=\"\",\"\",W31*'2_メイン'!$Z$20)","v":""},{"$f":"IF(AB31=\"\",\"\",AB31*'2_メイン'!$Z$20)","v":""}]
[null,15,null,null,null,null,null,null,null,null,null,null,"",null,null,null,null,null,null,null,{"$f":"IF(L32=\"\",\"\",'3_床面積'!$X$36)","v":""},null,"",{"$f":"IF(ISERROR(W32),\"\",IF(W32=\"\",\"\",W32*'2_メイン'!$Z$19/1000))","v":""},{"$f":"IF(L32=\"\",\"\",'3_床面積'!$X$35)","v":""},"","","",{"$f":"IF(ISERROR(AB32),\"\",IF(AB32=\"\",\"\",AB32*'2_メイン'!$Z$19/1000))","v":""},{"$f":"IF(W32=\"\",\"\",W32*'2_メイン'!$Z$20)","v":""},{"$f":"IF(AB32=\"\",\"\",AB32*'2_メイン'!$Z$20)","v":""}]
[null,16,null,null,null,null,null,null,null,null,null,null,"",null,null,null,null,null,null,null,{"$f":"IF(L33=\"\",\"\",'3_床面積'!$X$36)","v":""},null,"",{"$f":"IF(ISERROR(W33),\"\",IF(W33=\"\",\"\",W33*'2_メイン'!$Z$19/1000))","v":""},{"$f":"IF(L33=\"\",\"\",'3_床面積'!$X$35)","v":""},"","","",{"$f":"IF(ISERROR(AB33),\"\",IF(AB33=\"\",\"\",AB33*'2_メイン'!$Z$19/1000))","v":""},{"$f":"IF(W33=\"\",\"\",W33*'2_メイン'!$Z$20)","v":""},{"$f":"IF(AB33=\"\",\"\",AB33*'2_メイン'!$Z$20)","v":""}]
[null,17,null,null,null,null,null,null,null,null,null,null,"",null,null,null,null,null,null,null,{"$f":"IF(L34=\"\",\"\",'3_床面積'!$X$36)","v":""},null,"",{"$f":"IF(ISERROR(W34),\"\",IF(W34=\"\",\"\",W34*'2_メイン'!$Z$19/1000))","v":""},{"$f":"IF(L34=\"\",\"\",'3_床面積'!$X$35)","v":""},"","","",{"$f":"IF(ISERROR(AB34),\"\",IF(AB34=\"\",\"\",AB34*'2_メイン'!$Z$19/1000))","v":""},{"$f":"IF(W34=\"\",\"\",W34*'2_メイン'!$Z$20)","v":""},{"$f":"IF(AB34=\"\",\"\",AB34*'2_メイン'!$Z$20)","v":""}]
[null,18,null,null,null,null,null,null,null,null,null,null,"",null,null,null,null,null,null,null,{"$f":"IF(L35=\"\",\"\",'3_床面積'!$X$36)","v":""},null,"",{"$f":"IF(ISERROR(W35),\"\",IF(W35=\"\",\"\",W35*'2_メイン'!$Z$19/1000))","v":""},{"$f":"IF(L35=\"\",\"\",'3_床面積'!$X$35)","v":""},"","","",{"$f":"IF(ISERROR(AB35),\"\",IF(AB35=\"\",\"\",AB35*'2_メイン'!$Z$19/1000))","v":""},{"$f":"IF(W35=\"\",\"\",W35*'2_メイン'!$Z$20)","v":""},{"$f":"IF(AB35=\"\",\"\",AB35*'2_メイン'!$Z$20)","v":""}]
[null,19,null,null,null,null,null,null,null,null,null,null,"",null,null,null,null,null,null,null,{"$f":"IF(L36=\"\",\"\",'3_床面積'!$X$36)","v":""},null,"",{"$f":"IF(ISERROR(W36),\"\",IF(W36=\"\",\"\",W36*'2_メイン'!$Z$19/1000))","v":""},{"$f":"IF(L36=\"\",\"\",'3_床面積'!$X$35)","v":""},"","","",{"$f":"IF(ISERROR(AB36),\"\",IF(AB36=\"\",\"\",AB36*'2_メイン'!$Z$19/1000))","v":""},{"$f":"IF(W36=\"\",\"\",W36*'2_メイン'!$Z$20)","v":""},{"$f":"IF(AB36=\"\",\"\",AB36*'2_メイン'!$Z$20)","v":""}]
[null,20,null,null,null,null,null,null,null,null,null,null,"",null,null,null,null,null,null,null,{"$f":"IF(L37=\"\",\"\",'3_床面積'!$X$36)","v":""},null,"",{"$f":"IF(ISERROR(W37),\"\",IF(W37=\"\",\"\",W37*'2_メイン'!$Z$19/1000))","v":""},{"$f":"IF(L37=\"\",\"\",'3_床面積'!$X$35)","v":""},"","","",{"$f":"IF(ISERROR(AB37),\"\",IF(AB37=\"\",\"\",AB37*'2_メイン'!$Z$19/1000))","v":""},{"$f":"IF(W37=\"\",\"\",W37*'2_メイン'!$Z$20)","v":""},{"$f":"IF(AB37=\"\",\"\",AB37*'2_メイン'!$Z$20)","v":""}]
[null,21,null,null,null,null,null,null,null,null,null,null,"",null,null,null,null,null,null,null,{"$f":"IF(L38=\"\",\"\",'3_床面積'!$X$36)","v":""},null,"",{"$f":"IF(ISERROR(W38),\"\",IF(W38=\"\",\"\",W38*'2_メイン'!$Z$19/1000))","v":""},{"$f":"IF(L38=\"\",\"\",'3_床面積'!$X$35)","v":""},"","","",{"$f":"IF(ISERROR(AB38),\"\",IF(AB38=\"\",\"\",AB38*'2_メイン'!$Z$19/1000))","v":""},{"$f":"IF(W38=\"\",\"\",W38*'2_メイン'!$Z$20)","v":""},{"$f":"IF(AB38=\"\",\"\",AB38*'2_メイン'!$Z$20)","v":""}]
[null,22,null,null,null,null,null,null,null,null,null,null,"",null,null,null,null,null,null,null,{"$f":"IF(L39=\"\",\"\",'3_床面積'!$X$36)","v":""},null,"",{"$f":"IF(ISERROR(W39),\"\",IF(W39=\"\",\"\",W39*'2_メイン'!$Z$19/1000))","v":""},{"$f":"IF(L39=\"\",\"\",'3_床面積'!$X$35)","v":""},"","","",{"$f":"IF(ISERROR(AB39),\"\",IF(AB39=\"\",\"\",AB39*'2_メイン'!$Z$19/1000))","v":""},{"$f":"IF(W39=\"\",\"\",W39*'2_メイン'!$Z$20)","v":""},{"$f":"IF(AB39=\"\",\"\",AB39*'2_メイン'!$Z$20)","v":""}]
[null,23,null,null,null,null,null,null,null,null,null,null,"",null,null,null,null,null,null,null,{"$f":"IF(L40=\"\",\"\",'3_床面積'!$X$36)","v":""},null,"",{"$f":"IF(ISERROR(W40),\"\",IF(W40=\"\",\"\",W40*'2_メイン'!$Z$19/1000))","v":""},{"$f":"IF(L40=\"\",\"\",'3_床面積'!$X$35)","v":""},"","","",{"$f":"IF(ISERROR(AB40),\"\",IF(AB40=\"\",\"\",AB40*'2_メイン'!$Z$19/1000))","v":""},{"$f":"IF(W40=\"\",\"\",W40*'2_メイン'!$Z$20)","v":""},{"$f":"IF(AB40=\"\",\"\",AB40*'2_メイン'!$Z$20)","v":""}]
[null,24,null,null,null,null,null,null,null,null,null,null,"",null,null,null,null,null,null,null,{"$f":"IF(L41=\"\",\"\",'3_床面積'!$X$36)","v":""},null,"",{"$f":"IF(ISERROR(W41),\"\",IF(W41=\"\",\"\",W41*'2_メイン'!$Z$19/1000))","v":""},{"$f":"IF(L41=\"\",\"\",'3_床面積'!$X$35)","v":""},"","","",{"$f":"IF(ISERROR(AB41),\"\",IF(AB41=\"\",\"\",AB41*'2_メイン'!$Z$19/1000))","v":""},{"$f":"IF(W41=\"\",\"\",W41*'2_メイン'!$Z$20)","v":""},{"$f":"IF(AB41=\"\",\"\",AB41*'2_メイン'!$Z$20)","v":""}]
[null,25,null,null,null,null,null,null,null,null,null,null,"",null,null,null,null,null,null,null,{"$f":"IF(L42=\"\",\"\",'3_床面積'!$X$36)","v":""},null,"",{"$f":"IF(ISERROR(W42),\"\",IF(W42=\"\",\"\",W42*'2_メイン'!$Z$19/1000))","v":""},{"$f":"IF(L42=\"\",\"\",'3_床面積'!$X$35)","v":""},"","","",{"$f":"IF(ISERROR(AB42),\"\",IF(AB42=\"\",\"\",AB42*'2_メイン'!$Z$19/1000))","v":""},{"$f":"IF(W42=\"\",\"\",W42*'2_メイン'!$Z$20)","v":""},{"$f":"IF(AB42=\"\",\"\",AB42*'2_メイン'!$Z$20)","v":""}]
[null,26,null,null,null,null,null,null,null,null,null,null,"",null,null,null,null,null,null,null,{"$f":"IF(L43=\"\",\"\",'3_床面積'!$X$36)","v":""},null,"",{"$f":"IF(ISERROR(W43),\"\",IF(W43=\"\",\"\",W43*'2_メイン'!$Z$19/1000))","v":""},{"$f":"IF(L43=\"\",\"\",'3_床面積'!$X$35)","v":""},"","","",{"$f":"IF(ISERROR(AB43),\"\",IF(AB43=\"\",\"\",AB43*'2_メイン'!$Z$19/1000))","v":""},{"$f":"IF(W43=\"\",\"\",W43*'2_メイン'!$Z$20)","v":""},{"$f":"IF(AB43=\"\",\"\",AB43*'2_メイン'!$Z$20)","v":""}]
[null,27,null,null,null,null,null,null,null,null,null,null,"",null,null,null,null,null,null,null,{"$f":"IF(L44=\"\",\"\",'3_床面積'!$X$36)","v":""},null,"",{"$f":"IF(ISERROR(W44),\"\",IF(W44=\"\",\"\",W44*'2_メイン'!$Z$19/1000))","v":""},{"$f":"IF(L44=\"\",\"\",'3_床面積'!$X$35)","v":""},"","","",{"$f":"IF(ISERROR(AB44),\"\",IF(AB44=\"\",\"\",AB44*'2_メイン'!$Z$19/1000))","v":""},{"$f":"IF(W44=\"\",\"\",W44*'2_メイン'!$Z$20)","v":""},{"$f":"IF(AB44=\"\",\"\",AB44*'2_メイン'!$Z$20)","v":""}]
[null,28,null,null,null,null,null,null,null,null,null,null,"",null,null,null,null,null,null,null,{"$f":"IF(L45=\"\",\"\",'3_床面積'!$X$36)","v":""},null,"",{"$f":"IF(ISERROR(W45),\"\",IF(W45=\"\",\"\",W45*'2_メイン'!$Z$19/1000))","v":""},{"$f":"IF(L45=\"\",\"\",'3_床面積'!$X$35)","v":""},"","","",{"$f":"IF(ISERROR(AB45),\"\",IF(AB45=\"\",\"\",AB45*'2_メイン'!$Z$19/1000))","v":""},{"$f":"IF(W45=\"\",\"\",W45*'2_メイン'!$Z$20)","v":""},{"$f":"IF(AB45=\"\",\"\",AB45*'2_メイン'!$Z$20)","v":""}]
[null,29,null,null,null,null,null,null,null,null,null,null,"",null,null,null,null,null,null,null,{"$f":"IF(L46=\"\",\"\",'3_床面積'!$X$36)","v":""},null,"",{"$f":"IF(ISERROR(W46),\"\",IF(W46=\"\",\"\",W46*'2_メイン'!$Z$19/1000))","v":""},{"$f":"IF(L46=\"\",\"\",'3_床面積'!$X$35)","v":""},"","","",{"$f":"IF(ISERROR(AB46),\"\",IF(AB46=\"\",\"\",AB46*'2_メイン'!$Z$19/1000))","v":""},{"$f":"IF(W46=\"\",\"\",W46*'2_メイン'!$Z$20)","v":""},{"$f":"IF(AB46=\"\",\"\",AB46*'2_メイン'!$Z$20)","v":""}]
[null,30,null,null,null,null,null,null,null,null,null,null,"",null,null,null,null,null,null,null,{"$f":"IF(L47=\"\",\"\",'3_床面積'!$X$36)","v":""},null,"",{"$f":"IF(ISERROR(W47),\"\",IF(W47=\"\",\"\",W47*'2_メイン'!$Z$19/1000))","v":""},{"$f":"IF(L47=\"\",\"\",'3_床面積'!$X$35)","v":""},"","","",{"$f":"IF(ISERROR(AB47),\"\",IF(AB47=\"\",\"\",AB47*'2_メイン'!$Z$19/1000))","v":""},{"$f":"IF(W47=\"\",\"\",W47*'2_メイン'!$Z$20)","v":""},{"$f":"IF(AB47=\"\",\"\",AB47*'2_メイン'!$Z$20)","v":""}]
[null,31,null,null,null,null,null,null,null,null,null,null,"",null,null,null,null,null,null,null,{"$f":"IF(L48=\"\",\"\",'3_床面積'!$X$36)","v":""},null,"",{"$f":"IF(ISERROR(W48),\"\",IF(W48=\"\",\"\",W48*'2_メイン'!$Z$19/1000))","v":""},{"$f":"IF(L48=\"\",\"\",'3_床面積'!$X$35)","v":""},"","","",{"$f":"IF(ISERROR(AB48),\"\",IF(AB48=\"\",\"\",AB48*'2_メイン'!$Z$19/1000))","v":""},{"$f":"IF(W48=\"\",\"\",W48*'2_メイン'!$Z$20)","v":""},{"$f":"IF(AB48=\"\",\"\",AB48*'2_メイン'!$Z$20)","v":""}]
[null,32,null,null,null,null,null,null,null,null,null,null,"",null,null,null,null,null,null,null,{"$f":"IF(L49=\"\",\"\",'3_床面積'!$X$36)","v":""},null,"",{"$f":"IF(ISERROR(W49),\"\",IF(W49=\"\",\"\",W49*'2_メイン'!$Z$19/1000))","v":""},{"$f":"IF(L49=\"\",\"\",'3_床面積'!$X$35)","v":""},"","","",{"$f":"IF(ISERROR(AB49),\"\",IF(AB49=\"\",\"\",AB49*'2_メイン'!$Z$19/1000))","v":""},{"$f":"IF(W49=\"\",\"\",W49*'2_メイン'!$Z$20)","v":""},{"$f":"IF(AB49=\"\",\"\",AB49*'2_メイン'!$Z$20)","v":""}]
[null,33,null,null,null,null,null,null,null,null,null,null,"",null,null,null,null,null,null,null,{"$f":"IF(L50=\"\",\"\",'3_床面積'!$X$36)","v":""},null,"",{"$f":"IF(ISERROR(W50),\"\",IF(W50=\"\",\"\",W50*'2_メイン'!$Z$19/1000))","v":""},{"$f":"IF(L50=\"\",\"\",'3_床面積'!$X$35)","v":""},"","","",{"$f":"IF(ISERROR(AB50),\"\",IF(AB50=\"\",\"\",AB50*'2_メイン'!$Z$19/1000))","v":""},{"$f":"IF(W50=\"\",\"\",W50*'2_メイン'!$Z$20)","v":""},{"$f":"IF(AB50=\"\",\"\",AB50*'2_メイン'!$Z$20)","v":""}]
[null,34,null,null,null,null,null,null,null,null,null,null,"",null,null,null,null,null,null,null,{"$f":"IF(L51=\"\",\"\",'3_床面積'!$X$36)","v":""},null,"",{"$f":"IF(ISERROR(W51),\"\",IF(W51=\"\",\"\",W51*'2_メイン'!$Z$19/1000))","v":""},{"$f":"IF(L51=\"\",\"\",'3_床面積'!$X$35)","v":""},"","","",{"$f":"IF(ISERROR(AB51),\"\",IF(AB51=\"\",\"\",AB51*'2_メイン'!$Z$19/1000))","v":""},{"$f":"IF(W51=\"\",\"\",W51*'2_メイン'!$Z$20)","v":""},{"$f":"IF(AB51=\"\",\"\",AB51*'2_メイン'!$Z$20)","v":""}]
[null,35,null,null,null,null,null,null,null,null,null,null,"",null,null,null,null,null,null,null,{"$f":"IF(L52=\"\",\"\",'3_床面積'!$X$36)","v":""},null,"",{"$f":"IF(ISERROR(W52),\"\",IF(W52=\"\",\"\",W52*'2_メイン'!$Z$19/1000))","v":""},{"$f":"IF(L52=\"\",\"\",'3_床面積'!$X$35)","v":""},"","","",{"$f":"IF(ISERROR(AB52),\"\",IF(AB52=\"\",\"\",AB52*'2_メイン'!$Z$19/1000))","v":""},{"$f":"IF(W52=\"\",\"\",W52*'2_メイン'!$Z$20)","v":""},{"$f":"IF(AB52=\"\",\"\",AB52*'2_メイン'!$Z$20)","v":""}]

{"sheet":"10_空調用ポンプ（新設）","index":9,"n_rows":51,"n_cols":38,"rows_kept":51,"cut":false,"hidden":false,"merged":[[10,8,10,13],[12,9,15,9],[12,14,12,17],[19,7,19,8],[20,7,20,8],[13,36,14,37],[5,27,6,28],[13,30,15,30],[13,31,15,31],[5,24,6,25],[13,32,14,32],[14,27,14,29],[13,24,13,29],[5,22,6,23],[12,23,15,23],[14,24,14,26],[14,18,14,19],[13,11,15,11],[13,14,15,14],[13,15,15,15],[13,16,15,16],[13,13,15,13],[13,17,15,17],[45,7,45,8],[34,7,34,8],[35,7,35,8],[36,7,36,8],[37,7,37,8],[48,7,48,8],[49,7,49,8],[12,22,15,22],[14,20,14,21],[12,18,13,21],[50,7,50,8],[12,11,12,13],[40,7,40,8],[41,7,41,8],[42,7,42,8],[43,7,43,8],[33,7,33,8],[44,7,44,8],[27,7,27,8],[28,7,28,8],[29,7,29,8],[30,7,30,8],[31,7,31,8],[32,7,32,8],[38,7,38,8],[39,7,39,8],[21,7,21,8],[22,7,22,8],[23,7,23,8],[24,7,24,8],[25,7,25,8],[26,7,26,8],[46,7,46,8],[47,7,47,8],[12,1,15,1],[12,2,12,3],[12,4,15,4],[13,3,15,3],[13,2,15,2],[12,7,15,8],[12,5,15,6],[16,5,16,6],[12,10,15,10],[17,5,17,6],[18,5,18,6],[13,12,15,12],[16,7,16,8],[17,7,17,8],[18,7,18,8],[19,5,19,6],[20,5,20,6],[21,5,21,6],[22,5,22,6],[23,5,23,6],[24,5,24,6],[25,5,25,6],[26,5,26,6],[27,5,27,6],[28,5,28,6],[29,5,29,6],[30,5,30,6],[31,5,31,6],[32,5,32,6],[33,5,33,6],[34,5,34,6],[35,5,35,6],[36,5,36,6],[37,5,37,6],[38,5,38,6],[39,5,39,6],[40,5,40,6],[47,5,47,6],[48,5,48,6],[49,5,49,6],[50,5,50,6],[41,5,41,6],[42,5,42,6],[43,5,43,6],[44,5,44,6],[45,5,45,6],[46,5,46,6]]}
[null,null,null,null,null,null,null,null,null,null,null,null,null,null,null,null,null,null,null,null,null,null,null,null,null,null,"■種別"]
[null,null,"色欄については、文字又は数値を入力",null,null,null,null,null,null,null,null,null,null,null,null,null,null,null,null,null,null,null,null,null,null,"○",null,"冷却水ポンプ","冷温水1次ポンプ","冷水1次ポンプ","温水1次ポンプ","冷温水2次ポンプ","冷水2次ポンプ","温水2次ポンプ"]
[null,null,"色欄については、プルダウンメニューから選択",null,null,null,null,null,null,null,null,null,null,null,null,null,null,null,null,null,null,null,null,null,null,null,"■省エネ率"]
[null,null,"色欄については、任意記入とし、文字又は数値を入力",null,null,null,null,null,null,null,null,null,null,null,null,null,null,null,null,null,null,null,null,null,null,null,null,"永久磁石(IPM)モータ","ﾌﾟﾚﾐｱﾑ効率（IE3)\nモータ","高効率（IE2)\nモータ","冷却水ポンプ変流量制御","空調1次ポンプ変流量制御","空調2次ポンプ変流量制御","空調2次ポンプの末端差圧制御"]
[null,null,"色欄については、入力の間違いや未記入の状態などエラーを示す。",null,null,null,null,null,null,null,null,null,null,null,null,null,null,null,null,null,null,null,null,null,null,null,null,0.1,0.06,0.04,0.5,0.45,0.36,0.1]
[null,null,null,null,null,null,null,null,null,null,null,null,null,null,null,null,null,null,null,null,null,null,null,null,"年間CO2排出量（計）　\n[t-CO2/年]",null,null,"年間一次エネルギー消費量\n[MJ/年]"]
[]
[null,null,null,null,null,null,null,null,null,null,null,null,null,null,null,null,null,null,null,null,null,null,null,null,"新設","撤去","制御効果","新設","撤去"]
[null,null,null,null,null,null,null,null,null,null,null,null,null,null,null,null,null,null,null,null,null,null,null,null,{"$f":"SUM(X17:X51)","v":0},{"$f":"SUM(AF17:AF51)","v":0},{"$f":"SUM(AE17:AE51)","v":0},{"$f":"SUM(AK17:AK51)","v":0},{"$f":"SUM(AL17:AL51)","v":0}]
[null,"高効率空調用ポンプの導入（新設）",null,null,null,null,null,null,null,null,null,null,null,null,null,null,null,null,null,null,null,null,null,"No.10",null,null,{"$f":"AA9*1000/'2_メイン'!Z19","v":0}]
[null,"空調用ポンプの省エネ制御の導入（新設）",null,null,null,null,null,null,null,null,null,null,null,null,null,null,null,null,null,null,null,null,null,null,null,null,{"$f":"AA10*'2_メイン'!Z20","v":0}]
[]
[null,"No.","改修の種類",null,"機器記号","機器名称",null,"種別",null,"電動機出力\n[kW]","台数","高効率機器",null,null,"省エネ制御",null,null,null,"年間運転時間 \n[h/年]",null,null,null,"年間電気\n使用量\n[kWh/年]","年間CO2\n排出量\n[t-CO2/年]"]
[null,null,"機器\n新設","制御\n追加",null,null,null,null,null,null,null,"永久\n磁石\n（IPM）モータ","ﾌﾟﾚﾐｱﾑ効率（IE3)\nモータ","高効率（IE2)\nモータ","冷却水\nポンプ\n変流量\n制御","空調1次\nポンプ\n変流量\n制御","空調2次\nポンプ\n変流量\n制御","空調2次\nポンプの\n末端差圧\n制御",null,null,null,null,null,null,"全負荷相当運転時間[h/年]",null,null,null,null,null,"制御効果\n[t-CO2/年]","更新前\n（推定値）","計","年間電気\n使用量\n[kWh/年]",null,null,"年間一次エネルギー\n消費量\n[MJ/年]"]
[null,null,null,null,null,null,null,null,null,null,null,null,null,null,null,null,null,null,"標準値",null,"想定値",null,null,null,"冷房",null,null,"暖房"]
[null,null,null,null,null,null,null,null,null,null,null,null,null,null,null,null,null,null,"冷房","暖房","冷房","暖房",null,null,"標準値","想定値","採用値","標準値","想定値","採用値",null,null,{"$f":"SUMIF(C17:C51,\"○\",AF17:AF51)","v":0},null,null,null,"新設","更新前"]
[null,1,null,null,null,null,null,null,null,null,null,null,null,null,null,null,null,null,{"$f":"IF(K17=\"\",\"\",'3_床面積'!$X$36)","v":""},{"$f":"IF(K17=\"\",\"\",'3_床面積'!$Y$36)","v":""},null,null,{"$f":"IF(K17=\"\",\"\",IF(OR(H17=\"冷温水1次ポンプ\",H17=\"冷温水2次ポンプ\"),J17*K17*(AA17+AD17)*(1-SUMIF(L17:N17,\"○\",$AB$5:$AD$5))*(1-SUMIF(O17:R17,\"○\",$AE$5:$AH$5)),IF(OR(H17=\"冷却水ポンプ\",H17=\"冷水1次ポンプ\",H17=\"冷水2次ポンプ\"),J17*K17*AA17*(1-SUMIF(L17:N17,\"○\",$AB$5:$AD$5))*(1-SUMIF(O17:R17,\"○\",$AE$5:$AH$5)),IF(OR(H17=\"温水1次ポンプ\",H17=\"温水2次ポンプ\"),J17*K17*AD17*(1-SUMIF(L17:N17,\"○\",$AB$5:$AD$5))*(1-SUMIF(O17:R17,\"○\",$AE$5:$AH$5)),\"\"))))","v":""},{"$f":"IF(ISERROR(W17),\"\",IF(W17=\"\",\"\",W17*'2_メイン'!$Z$19/1000))","v":""},{"$f":"IF(K17=\"\",\"\",'3_床面積'!$X$35)","v":""},{"$f":"IF(U17=\"\",\"\",Y17*U17/S17)","v":""},{"$f":"IF(U17=\"\",Y17,Z17)","v":""},{"$f":"IF(K17=\"\",\"\",'3_床面積'!$Y$35)","v":""},{"$f":"IF(V17=\"\",\"\",AB17*V17/T17)","v":""},{"$f":"IF(V17=\"\",AB17,AC17)","v":""},{"$f":"IF(K17=\"\",\"\",IF(OR(H17=\"冷温水1次ポンプ\",H17=\"冷温水2次ポンプ\"),J17*K17*(1-SUMIF(L17:N17,\"○\",$AB$5:$AD$5))*SUMIF(O17:R17,\"○\",$AE$5:$AH$5)*(AA17+AD17)*'2_メイン'!$Z$19/1000,IF(OR(H17=\"冷却水ポンプ\",H17=\"冷水1次ポンプ\",H17=\"冷水2次ポンプ\"),J17*K17*(1-SUMIF(L17:N17,\"○\",$AB$5:$AD$5))*SUMIF(O17:R17,\"○\",$AE$5:$AH$5)*AA17*'2_メイン'!$Z$19/1000,IF(OR(H17=\"温水1次ポンプ\",H17=\"温水2次ポンプ\"),J17*K17*(1-SUMIF(L17:N17,\"○\",$AB$5:$AD$5))*SUMIF(O17:R17,\"○\",$AE$5:$AH$5)*AD17*'2_メイン'!$Z$19/1000,\"\"))))","v":""},{"$f":"IF(K17=\"\",\"\",IF(OR(H17=\"冷温水1次ポンプ\",H17=\"冷温水2次ポンプ\"),J17*K17*(AA17+AD17)*'2_メイン'!$Z$19/1000,IF(OR(H17=\"冷却水ポンプ\",H17=\"冷水1次ポンプ\",H17=\"冷水2次ポンプ\"),J17*K17*AA17*'2_メイン'!$Z$19/1000,IF(OR(H17=\"温水1次ポンプ\",H17=\"温水2次ポンプ\"),J17*K17*AD17*'2_メイン'!$Z$19/1000,\"\"))))","v":""},{"$f":"IF(AF17=\"\",\"\",AF17/'2_メイン'!$Z$19*1000)","v":""},null,null,null,{"$f":"IF(W17=\"\",\"\",W17*'2_メイン'!$Z$20)","v":""},{"$f":"IF(AG17=\"\",\"\",AG17*'2_メイン'!$Z$20)","v":""}]
[null,2,null,null,null,null,null,null,null,null,null,null,null,null,null,null,null,null,{"$f":"IF(K18=\"\",\"\",'3_床面積'!$X$36)","v":""},{"$f":"IF(K18=\"\",\"\",'3_床面積'!$Y$36)","v":""},null,null,{"$f":"IF(K18=\"\",\"\",IF(OR(H18=\"冷温水1次ポンプ\",H18=\"冷温水2次ポンプ\"),J18*K18*(AA18+AD18)*(1-SUMIF(L18:N18,\"○\",$AB$5:$AD$5))*(1-SUMIF(O18:R18,\"○\",$AE$5:$AH$5)),IF(OR(H18=\"冷却水ポンプ\",H18=\"冷水1次ポンプ\",H18=\"冷水2次ポンプ\"),J18*K18*AA18*(1-SUMIF(L18:N18,\"○\",$AB$5:$AD$5))*(1-SUMIF(O18:R18,\"○\",$AE$5:$AH$5)),IF(OR(H18=\"温水1次ポンプ\",H18=\"温水2次ポンプ\"),J18*K18*AD18*(1-SUMIF(L18:N18,\"○\",$AB$5:$AD$5))*(1-SUMIF(O18:R18,\"○\",$AE$5:$AH$5)),\"\"))))","v":""},{"$f":"IF(ISERROR(W18),\"\",IF(W18=\"\",\"\",W18*'2_メイン'!$Z$19/1000))","v":""},{"$f":"IF(K18=\"\",\"\",'3_床面積'!$X$35)","v":""},{"$f":"IF(U18=\"\",\"\",Y18*U18/S18)","v":""},{"$f":"IF(U18=\"\",Y18,Z18)","v":""},{"$f":"IF(K18=\"\",\"\",'3_床面積'!$Y$35)","v":""},{"$f":"IF(V18=\"\",\"\",AB18*V18/T18)","v":""},{"$f":"IF(V18=\"\",AB18,AC18)","v":""},{"$f":"IF(K18=\"\",\"\",IF(OR(H18=\"冷温水1次ポンプ\",H18=\"冷温水2次ポンプ\"),J18*K18*(1-SUMIF(L18:N18,\"○\",$AB$5:$AD$5))*SUMIF(O18:R18,\"○\",$AE$5:$AH$5)*(AA18+AD18)*'2_メイン'!$Z$19/1000,IF(OR(H18=\"冷却水ポンプ\",H18=\"冷水1次ポンプ\",H18=\"冷水2次ポンプ\"),J18*K18*(1-SUMIF(L18:N18,\"○\",$AB$5:$AD$5))*SUMIF(O18:R18,\"○\",$AE$5:$AH$5)*AA18*'2_メイン'!$Z$19/1000,IF(OR(H18=\"温水1次ポンプ\",H18=\"温水2次ポンプ\"),J18*K18*(1-SUMIF(L18:N18,\"○\",$AB$5:$AD$5))*SUMIF(O18:R18,\"○\",$AE$5:$AH$5)*AD18*'2_メイン'!$Z$19/1000,\"\"))))","v":""},{"$f":"IF(K18=\"\",\"\",IF(OR(H18=\"冷温水1次ポンプ\",H18=\"冷温水2次ポンプ\"),J18*K18*(AA18+AD18)*'2_メイン'!$Z$19/1000,IF(OR(H18=\"冷却水ポンプ\",H18=\"冷水1次ポンプ\",H18=\"冷水2次ポンプ\"),J18*K18*AA18*'2_メイン'!$Z$19/1000,IF(OR(H18=\"温水1次ポンプ\",H18=\"温水2次ポンプ\"),J18*K18*AD18*'2_メイン'!$Z$19/1000,\"\"))))","v":""},{"$f":"IF(AF18=\"\",\"\",AF18/'2_メイン'!$Z$19*1000)","v":""},null,null,null,{"$f":"IF(W18=\"\",\"\",W18*'2_メイン'!$Z$20)","v":""},{"$f":"IF(AG18=\"\",\"\",AG18*'2_メイン'!$Z$20)","v":""}]
[null,3,null,null,null,null,null,null,null,null,null,null,null,null,null,null,null,null,{"$f":"IF(K19=\"\",\"\",'3_床面積'!$X$36)","v":""},{"$f":"IF(K19=\"\",\"\",'3_床面積'!$Y$36)","v":""},null,null,"",{"$f":"IF(ISERROR(W19),\"\",IF(W19=\"\",\"\",W19*'2_メイン'!$Z$19/1000))","v":""},{"$f":"IF(K19=\"\",\"\",'3_床面積'!$X$35)","v":""},"","",{"$f":"IF(K19=\"\",\"\",'3_床面積'!$Y$35)","v":""},"","",{"$f":"IF(K19=\"\",\"\",IF(OR(H19=\"冷温水1次ポンプ\",H19=\"冷温水2次ポンプ\"),J19*K19*(1-SUMIF(L19:N19,\"○\",$AB$5:$AD$5))*SUMIF(O19:R19,\"○\",$AE$5:$AH$5)*(AA19+AD19)*'2_メイン'!$Z$19/1000,IF(OR(H19=\"冷却水ポンプ\",H19=\"冷水1次ポンプ\",H19=\"冷水2次ポンプ\"),J19*K19*(1-SUMIF(L19:N19,\"○\",$AB$5:$AD$5))*SUMIF(O19:R19,\"○\",$AE$5:$AH$5)*AA19*'2_メイン'!$Z$19/1000,IF(OR(H19=\"温水1次ポンプ\",H19=\"温水2次ポンプ\"),J19*K19*(1-SUMIF(L19:N19,\"○\",$AB$5:$AD$5))*SUMIF(O19:R19,\"○\",$AE$5:$AH$5)*AD19*'2_メイン'!$Z$19/1000,\"\"))))","v":""},{"$f":"IF(K19=\"\",\"\",IF(OR(H19=\"冷温水1次ポンプ\",H19=\"冷温水2次ポンプ\"),J19*K19*(AA19+AD19)*'2_メイン'!$Z$19/1000,IF(OR(H19=\"冷却水ポンプ\",H19=\"冷水1次ポンプ\",H19=\"冷水2次ポンプ\"),J19*K19*AA19*'2_メイン'!$Z$19/1000,IF(OR(H19=\"温水1次ポンプ\",H19=\"温水2次ポンプ\"),J19*K19*AD19*'2_メイン'!$Z$19/1000,\"\"))))","v":""},{"$f":"IF(AF19=\"\",\"\",AF19/'2_メイン'!$Z$19*1000)","v":""},null,null,null,{"$f":"IF(W19=\"\",\"\",W19*'2_メイン'!$Z$20)","v":""},{"$f":"IF(AG19=\"\",\"\",AG19*'2_メイン'!$Z$20)","v":""}]
[null,4,null,null,null,null,null,null,null,null,null,null,null,null,null,null,null,null,{"$f":"IF(K20=\"\",\"\",'3_床面積'!$X$36)","v":""},{"$f":"IF(K20=\"\",\"\",'3_床面積'!$Y$36)","v":""},null,null,"",{"$f":"IF(ISERROR(W20),\"\",IF(W20=\"\",\"\",W20*'2_メイン'!$Z$19/1000))","v":""},{"$f":"IF(K20=\"\",\"\",'3_床面積'!$X$35)","v":""},"","",{"$f":"IF(K20=\"\",\"\",'3_床面積'!$Y$35)","v":""},"","",{"$f":"IF(K20=\"\",\"\",IF(OR(H20=\"冷温水1次ポンプ\",H20=\"冷温水2次ポンプ\"),J20*K20*(1-SUMIF(L20:N20,\"○\",$AB$5:$AD$5))*SUMIF(O20:R20,\"○\",$AE$5:$AH$5)*(AA20+AD20)*'2_メイン'!$Z$19/1000,IF(OR(H20=\"冷却水ポンプ\",H20=\"冷水1次ポンプ\",H20=\"冷水2次ポンプ\"),J20*K20*(1-SUMIF(L20:N20,\"○\",$AB$5:$AD$5))*SUMIF(O20:R20,\"○\",$AE$5:$AH$5)*AA20*'2_メイン'!$Z$19/1000,IF(OR(H20=\"温水1次ポンプ\",H20=\"温水2次ポンプ\"),J20*K20*(1-SUMIF(L20:N20,\"○\",$AB$5:$AD$5))*SUMIF(O20:R20,\"○\",$AE$5:$AH$5)*AD20*'2_メイン'!$Z$19/1000,\"\"))))","v":""},{"$f":"IF(K20=\"\",\"\",IF(OR(H20=\"冷温水1次ポンプ\",H20=\"冷温水2次ポンプ\"),J20*K20*(AA20+AD20)*'2_メイン'!$Z$19/1000,IF(OR(H20=\"冷却水ポンプ\",H20=\"冷水1次ポンプ\",H20=\"冷水2次ポンプ\"),J20*K20*AA20*'2_メイン'!$Z$19/1000,IF(OR(H20=\"温水1次ポンプ\",H20=\"温水2次ポンプ\"),J20*K20*AD20*'2_メイン'!$Z$19/1000,\"\"))))","v":""},{"$f":"IF(AF20=\"\",\"\",AF20/'2_メイン'!$Z$19*1000)","v":""},null,null,null,{"$f":"IF(W20=\"\",\"\",W20*'2_メイン'!$Z$20)","v":""},{"$f":"IF(AG20=\"\",\"\",AG20*'2_メイン'!$Z$20)","v":""}]
[null,5,null,null,null,null,null,null,null,null,null,null,null,null,null,null,null,null,{"$f":"IF(K21=\"\",\"\",'3_床面積'!$X$36)","v":""},{"$f":"IF(K21=\"\",\"\",'3_床面積'!$Y$36)","v":""},null,null,"",{"$f":"IF(ISERROR(W21),\"\",IF(W21=\"\",\"\",W21*'2_メイン'!$Z$19/1000))","v":""},{"$f":"IF(K21=\"\",\"\",'3_床面積'!$X$35)","v":""},"","",{"$f":"IF(K21=\"\",\"\",'3_床面積'!$Y$35)","v":""},"","",{"$f":"IF(K21=\"\",\"\",IF(OR(H21=\"冷温水1次ポンプ\",H21=\"冷温水2次ポンプ\"),J21*K21*(1-SUMIF(L21:N21,\"○\",$AB$5:$AD$5))*SUMIF(O21:R21,\"○\",$AE$5:$AH$5)*(AA21+AD21)*'2_メイン'!$Z$19/1000,IF(OR(H21=\"冷却水ポンプ\",H21=\"冷水1次ポンプ\",H21=\"冷水2次ポンプ\"),J21*K21*(1-SUMIF(L21:N21,\"○\",$AB$5:$AD$5))*SUMIF(O21:R21,\"○\",$AE$5:$AH$5)*AA21*'2_メイン'!$Z$19/1000,IF(OR(H21=\"温水1次ポンプ\",H21=\"温水2次ポンプ\"),J21*K21*(1-SUMIF(L21:N21,\"○\",$AB$5:$AD$5))*SUMIF(O21:R21,\"○\",$AE$5:$AH$5)*AD21*'2_メイン'!$Z$19/1000,\"\"))))","v":""},{"$f":"IF(K21=\"\",\"\",IF(OR(H21=\"冷温水1次ポンプ\",H21=\"冷温水2次ポンプ\"),J21*K21*(AA21+AD21)*'2_メイン'!$Z$19/1000,IF(OR(H21=\"冷却水ポンプ\",H21=\"冷水1次ポンプ\",H21=\"冷水2次ポンプ\"),J21*K21*AA21*'2_メイン'!$Z$19/1000,IF(OR(H21=\"温水1次ポンプ\",H21=\"温水2次ポンプ\"),J21*K21*AD21*'2_メイン'!$Z$19/1000,\"\"))))","v":""},{"$f":"IF(AF21=\"\",\"\",AF21/'2_メイン'!$Z$19*1000)","v":""},null,null,null,{"$f":"IF(W21=\"\",\"\",W21*'2_メイン'!$Z$20)","v":""},{"$f":"IF(AG21=\"\",\"\",AG21*'2_メイン'!$Z$20)","v":""}]
[null,6,null,null,null,null,null,null,null,null,null,null,null,null,null,null,null,null,{"$f":"IF(K22=\"\",\"\",'3_床面積'!$X$36)","v":""},{"$f":"IF(K22=\"\",\"\",'3_床面積'!$Y$36)","v":""},null,null,"",{"$f":"IF(ISERROR(W22),\"\",IF(W22=\"\",\"\",W22*'2_メイン'!$Z$19/1000))","v":""},{"$f":"IF(K22=\"\",\"\",'3_床面積'!$X$35)","v":""},"","",{"$f":"IF(K22=\"\",\"\",'3_床面積'!$Y$35)","v":""},"","",{"$f":"IF(K22=\"\",\"\",IF(OR(H22=\"冷温水1次ポンプ\",H22=\"冷温水2次ポンプ\"),J22*K22*(1-SUMIF(L22:N22,\"○\",$AB$5:$AD$5))*SUMIF(O22:R22,\"○\",$AE$5:$AH$5)*(AA22+AD22)*'2_メイン'!$Z$19/1000,IF(OR(H22=\"冷却水ポンプ\",H22=\"冷水1次ポンプ\",H22=\"冷水2次ポンプ\"),J22*K22*(1-SUMIF(L22:N22,\"○\",$AB$5:$AD$5))*SUMIF(O22:R22,\"○\",$AE$5:$AH$5)*AA22*'2_メイン'!$Z$19/1000,IF(OR(H22=\"温水1次ポンプ\",H22=\"温水2次ポンプ\"),J22*K22*(1-SUMIF(L22:N22,\"○\",$AB$5:$AD$5))*SUMIF(O22:R22,\"○\",$AE$5:$AH$5)*AD22*'2_メイン'!$Z$19/1000,\"\"))))","v":""},{"$f":"IF(K22=\"\",\"\",IF(OR(H22=\"冷温水1次ポンプ\",H22=\"冷温水2次ポンプ\"),J22*K22*(AA22+AD22)*'2_メイン'!$Z$19/1000,IF(OR(H22=\"冷却水ポンプ\",H22=\"冷水1次ポンプ\",H22=\"冷水2次ポンプ\"),J22*K22*AA22*'2_メイン'!$Z$19/1000,IF(OR(H22=\"温水1次ポンプ\",H22=\"温水2次ポンプ\"),J22*K22*AD22*'2_メイン'!$Z$19/1000,\"\"))))","v":""},{"$f":"IF(AF22=\"\",\"\",AF22/'2_メイン'!$Z$19*1000)","v":""},null,null,null,{"$f":"IF(W22=\"\",\"\",W22*'2_メイン'!$Z$20)","v":""},{"$f":"IF(AG22=\"\",\"\",AG22*'2_メイン'!$Z$20)","v":""}]
[null,7,null,null,null,null,null,null,null,null,null,null,null,null,null,null,null,null,{"$f":"IF(K23=\"\",\"\",'3_床面積'!$X$36)","v":""},{"$f":"IF(K23=\"\",\"\",'3_床面積'!$Y$36)","v":""},null,null,"",{"$f":"IF(ISERROR(W23),\"\",IF(W23=\"\",\"\",W23*'2_メイン'!$Z$19/1000))","v":""},{"$f":"IF(K23=\"\",\"\",'3_床面積'!$X$35)","v":""},"","",{"$f":"IF(K23=\"\",\"\",'3_床面積'!$Y$35)","v":""},"","",{"$f":"IF(K23=\"\",\"\",IF(OR(H23=\"冷温水1次ポンプ\",H23=\"冷温水2次ポンプ\"),J23*K23*(1-SUMIF(L23:N23,\"○\",$AB$5:$AD$5))*SUMIF(O23:R23,\"○\",$AE$5:$AH$5)*(AA23+AD23)*'2_メイン'!$Z$19/1000,IF(OR(H23=\"冷却水ポンプ\",H23=\"冷水1次ポンプ\",H23=\"冷水2次ポンプ\"),J23*K23*(1-SUMIF(L23:N23,\"○\",$AB$5:$AD$5))*SUMIF(O23:R23,\"○\",$AE$5:$AH$5)*AA23*'2_メイン'!$Z$19/1000,IF(OR(H23=\"温水1次ポンプ\",H23=\"温水2次ポンプ\"),J23*K23*(1-SUMIF(L23:N23,\"○\",$AB$5:$AD$5))*SUMIF(O23:R23,\"○\",$AE$5:$AH$5)*AD23*'2_メイン'!$Z$19/1000,\"\"))))","v":""},{"$f":"IF(K23=\"\",\"\",IF(OR(H23=\"冷温水1次ポンプ\",H23=\"冷温水2次ポンプ\"),J23*K23*(AA23+AD23)*'2_メイン'!$Z$19/1000,IF(OR(H23=\"冷却水ポンプ\",H23=\"冷水1次ポンプ\",H23=\"冷水2次ポンプ\"),J23*K23*AA23*'2_メイン'!$Z$19/1000,IF(OR(H23=\"温水1次ポンプ\",H23=\"温水2次ポンプ\"),J23*K23*AD23*'2_メイン'!$Z$19/1000,\"\"))))","v":""},{"$f":"IF(AF23=\"\",\"\",AF23/'2_メイン'!$Z$19*1000)","v":""},null,null,null,{"$f":"IF(W23=\"\",\"\",W23*'2_メイン'!$Z$20)","v":""},{"$f":"IF(AG23=\"\",\"\",AG23*'2_メイン'!$Z$20)","v":""}]
[null,8,null,null,null,null,null,null,null,null,null,null,null,null,null,null,null,null,{"$f":"IF(K24=\"\",\"\",'3_床面積'!$X$36)","v":""},{"$f":"IF(K24=\"\",\"\",'3_床面積'!$Y$36)","v":""},null,null,"",{"$f":"IF(ISERROR(W24),\"\",IF(W24=\"\",\"\",W24*'2_メイン'!$Z$19/1000))","v":""},{"$f":"IF(K24=\"\",\"\",'3_床面積'!$X$35)","v":""},"","",{"$f":"IF(K24=\"\",\"\",'3_床面積'!$Y$35)","v":""},"","",{"$f":"IF(K24=\"\",\"\",IF(OR(H24=\"冷温水1次ポンプ\",H24=\"冷温水2次ポンプ\"),J24*K24*(1-SUMIF(L24:N24,\"○\",$AB$5:$AD$5))*SUMIF(O24:R24,\"○\",$AE$5:$AH$5)*(AA24+AD24)*'2_メイン'!$Z$19/1000,IF(OR(H24=\"冷却水ポンプ\",H24=\"冷水1次ポンプ\",H24=\"冷水2次ポンプ\"),J24*K24*(1-SUMIF(L24:N24,\"○\",$AB$5:$AD$5))*SUMIF(O24:R24,\"○\",$AE$5:$AH$5)*AA24*'2_メイン'!$Z$19/1000,IF(OR(H24=\"温水1次ポンプ\",H24=\"温水2次ポンプ\"),J24*K24*(1-SUMIF(L24:N24,\"○\",$AB$5:$AD$5))*SUMIF(O24:R24,\"○\",$AE$5:$AH$5)*AD24*'2_メイン'!$Z$19/1000,\"\"))))","v":""},{"$f":"IF(K24=\"\",\"\",IF(OR(H24=\"冷温水1次ポンプ\",H24=\"冷温水2次ポンプ\"),J24*K24*(AA24+AD24)*'2_メイン'!$Z$19/1000,IF(OR(H24=\"冷却水ポンプ\",H24=\"冷水1次ポンプ\",H24=\"冷水2次ポンプ\"),J24*K24*AA24*'2_メイン'!$Z$19/1000,IF(OR(H24=\"温水1次ポンプ\",H24=\"温水2次ポンプ\"),J24*K24*AD24*'2_メイン'!$Z$19/1000,\"\"))))","v":""},{"$f":"IF(AF24=\"\",\"\",AF24/'2_メイン'!$Z$19*1000)","v":""},null,null,null,{"$f":"IF(W24=\"\",\"\",W24*'2_メイン'!$Z$20)","v":""},{"$f":"IF(AG24=\"\",\"\",AG24*'2_メイン'!$Z$20)","v":""}]
[null,9,null,null,null,null,null,null,null,null,null,null,null,null,null,null,null,null,{"$f":"IF(K25=\"\",\"\",'3_床面積'!$X$36)","v":""},{"$f":"IF(K25=\"\",\"\",'3_床面積'!$Y$36)","v":""},null,null,"",{"$f":"IF(ISERROR(W25),\"\",IF(W25=\"\",\"\",W25*'2_メイン'!$Z$19/1000))","v":""},{"$f":"IF(K25=\"\",\"\",'3_床面積'!$X$35)","v":""},"","",{"$f":"IF(K25=\"\",\"\",'3_床面積'!$Y$35)","v":""},"","",{"$f":"IF(K25=\"\",\"\",IF(OR(H25=\"冷温水1次ポンプ\",H25=\"冷温水2次ポンプ\"),J25*K25*(1-SUMIF(L25:N25,\"○\",$AB$5:$AD$5))*SUMIF(O25:R25,\"○\",$AE$5:$AH$5)*(AA25+AD25)*'2_メイン'!$Z$19/1000,IF(OR(H25=\"冷却水ポンプ\",H25=\"冷水1次ポンプ\",H25=\"冷水2次ポンプ\"),J25*K25*(1-SUMIF(L25:N25,\"○\",$AB$5:$AD$5))*SUMIF(O25:R25,\"○\",$AE$5:$AH$5)*AA25*'2_メイン'!$Z$19/1000,IF(OR(H25=\"温水1次ポンプ\",H25=\"温水2次ポンプ\"),J25*K25*(1-SUMIF(L25:N25,\"○\",$AB$5:$AD$5))*SUMIF(O25:R25,\"○\",$AE$5:$AH$5)*AD25*'2_メイン'!$Z$19/1000,\"\"))))","v":""},{"$f":"IF(K25=\"\",\"\",IF(OR(H25=\"冷温水1次ポンプ\",H25=\"冷温水2次ポンプ\"),J25*K25*(AA25+AD25)*'2_メイン'!$Z$19/1000,IF(OR(H25=\"冷却水ポンプ\",H25=\"冷水1次ポンプ\",H25=\"冷水2次ポンプ\"),J25*K25*AA25*'2_メイン'!$Z$19/1000,IF(OR(H25=\"温水1次ポンプ\",H25=\"温水2次ポンプ\"),J25*K25*AD25*'2_メイン'!$Z$19/1000,\"\"))))","v":""},{"$f":"IF(AF25=\"\",\"\",AF25/'2_メイン'!$Z$19*1000)","v":""},null,null,null,{"$f":"IF(W25=\"\",\"\",W25*'2_メイン'!$Z$20)","v":""},{"$f":"IF(AG25=\"\",\"\",AG25*'2_メイン'!$Z$20)","v":""}]
[null,10,null,null,null,null,null,null,null,null,null,null,null,null,null,null,null,null,{"$f":"IF(K26=\"\",\"\",'3_床面積'!$X$36)","v":""},{"$f":"IF(K26=\"\",\"\",'3_床面積'!$Y$36)","v":""},null,null,"",{"$f":"IF(ISERROR(W26),\"\",IF(W26=\"\",\"\",W26*'2_メイン'!$Z$19/1000))","v":""},{"$f":"IF(K26=\"\",\"\",'3_床面積'!$X$35)","v":""},"","",{"$f":"IF(K26=\"\",\"\",'3_床面積'!$Y$35)","v":""},"","",{"$f":"IF(K26=\"\",\"\",IF(OR(H26=\"冷温水1次ポンプ\",H26=\"冷温水2次ポンプ\"),J26*K26*(1-SUMIF(L26:N26,\"○\",$AB$5:$AD$5))*SUMIF(O26:R26,\"○\",$AE$5:$AH$5)*(AA26+AD26)*'2_メイン'!$Z$19/1000,IF(OR(H26=\"冷却水ポンプ\",H26=\"冷水1次ポンプ\",H26=\"冷水2次ポンプ\"),J26*K26*(1-SUMIF(L26:N26,\"○\",$AB$5:$AD$5))*SUMIF(O26:R26,\"○\",$AE$5:$AH$5)*AA26*'2_メイン'!$Z$19/1000,IF(OR(H26=\"温水1次ポンプ\",H26=\"温水2次ポンプ\"),J26*K26*(1-SUMIF(L26:N26,\"○\",$AB$5:$AD$5))*SUMIF(O26:R26,\"○\",$AE$5:$AH$5)*AD26*'2_メイン'!$Z$19/1000,\"\"))))","v":""},{"$f":"IF(K26=\"\",\"\",IF(OR(H26=\"冷温水1次ポンプ\",H26=\"冷温水2次ポンプ\"),J26*K26*(AA26+AD26)*'2_メイン'!$Z$19/1000,IF(OR(H26=\"冷却水ポンプ\",H26=\"冷水1次ポンプ\",H26=\"冷水2次ポンプ\"),J26*K26*AA26*'2_メイン'!$Z$19/1000,IF(OR(H26=\"温水1次ポンプ\",H26=\"温水2次ポンプ\"),J26*K26*AD26*'2_メイン'!$Z$19/1000,\"\"))))","v":""},{"$f":"IF(AF26=\"\",\"\",AF26/'2_メイン'!$Z$19*1000)","v":""},null,null,null,{"$f":"IF(W26=\"\",\"\",W26*'2_メイン'!$Z$20)","v":""},{"$f":"IF(AG26=\"\",\"\",AG26*'2_メイン'!$Z$20)","v":""}]
[null,11,null,null,null,null,null,null,null,null,null,null,null,null,null,null,null,null,{"$f":"IF(K27=\"\",\"\",'3_床面積'!$X$36)","v":""},{"$f":"IF(K27=\"\",\"\",'3_床面積'!$Y$36)","v":""},null,null,"",{"$f":"IF(ISERROR(W27),\"\",IF(W27=\"\",\"\",W27*'2_メイン'!$Z$19/1000))","v":""},{"$f":"IF(K27=\"\",\"\",'3_床面積'!$X$35)","v":""},"","",{"$f":"IF(K27=\"\",\"\",'3_床面積'!$Y$35)","v":""},"","",{"$f":"IF(K27=\"\",\"\",IF(OR(H27=\"冷温水1次ポンプ\",H27=\"冷温水2次ポンプ\"),J27*K27*(1-SUMIF(L27:N27,\"○\",$AB$5:$AD$5))*SUMIF(O27:R27,\"○\",$AE$5:$AH$5)*(AA27+AD27)*'2_メイン'!$Z$19/1000,IF(OR(H27=\"冷却水ポンプ\",H27=\"冷水1次ポンプ\",H27=\"冷水2次ポンプ\"),J27*K27*(1-SUMIF(L27:N27,\"○\",$AB$5:$AD$5))*SUMIF(O27:R27,\"○\",$AE$5:$AH$5)*AA27*'2_メイン'!$Z$19/1000,IF(OR(H27=\"温水1次ポンプ\",H27=\"温水2次ポンプ\"),J27*K27*(1-SUMIF(L27:N27,\"○\",$AB$5:$AD$5))*SUMIF(O27:R27,\"○\",$AE$5:$AH$5)*AD27*'2_メイン'!$Z$19/1000,\"\"))))","v":""},{"$f":"IF(K27=\"\",\"\",IF(OR(H27=\"冷温水1次ポンプ\",H27=\"冷温水2次ポンプ\"),J27*K27*(AA27+AD27)*'2_メイン'!$Z$19/1000,IF(OR(H27=\"冷却水ポンプ\",H27=\"冷水1次ポンプ\",H27=\"冷水2次ポンプ\"),J27*K27*AA27*'2_メイン'!$Z$19/1000,IF(OR(H27=\"温水1次ポンプ\",H27=\"温水2次ポンプ\"),J27*K27*AD27*'2_メイン'!$Z$19/1000,\"\"))))","v":""},{"$f":"IF(AF27=\"\",\"\",AF27/'2_メイン'!$Z$19*1000)","v":""},null,null,null,{"$f":"IF(W27=\"\",\"\",W27*'2_メイン'!$Z$20)","v":""},{"$f":"IF(AG27=\"\",\"\",AG27*'2_メイン'!$Z$20)","v":""}]
[null,12,null,null,null,null,null,null,null,null,null,null,null,null,null,null,null,null,{"$f":"IF(K28=\"\",\"\",'3_床面積'!$X$36)","v":""},{"$f":"IF(K28=\"\",\"\",'3_床面積'!$Y$36)","v":""},null,null,"",{"$f":"IF(ISERROR(W28),\"\",IF(W28=\"\",\"\",W28*'2_メイン'!$Z$19/1000))","v":""},{"$f":"IF(K28=\"\",\"\",'3_床面積'!$X$35)","v":""},"","",{"$f":"IF(K28=\"\",\"\",'3_床面積'!$Y$35)","v":""},"","",{"$f":"IF(K28=\"\",\"\",IF(OR(H28=\"冷温水1次ポンプ\",H28=\"冷温水2次ポンプ\"),J28*K28*(1-SUMIF(L28:N28,\"○\",$AB$5:$AD$5))*SUMIF(O28:R28,\"○\",$AE$5:$AH$5)*(AA28+AD28)*'2_メイン'!$Z$19/1000,IF(OR(H28=\"冷却水ポンプ\",H28=\"冷水1次ポンプ\",H28=\"冷水2次ポンプ\"),J28*K28*(1-SUMIF(L28:N28,\"○\",$AB$5:$AD$5))*SUMIF(O28:R28,\"○\",$AE$5:$AH$5)*AA28*'2_メイン'!$Z$19/1000,IF(OR(H28=\"温水1次ポンプ\",H28=\"温水2次ポンプ\"),J28*K28*(1-SUMIF(L28:N28,\"○\",$AB$5:$AD$5))*SUMIF(O28:R28,\"○\",$AE$5:$AH$5)*AD28*'2_メイン'!$Z$19/1000,\"\"))))","v":""},{"$f":"IF(K28=\"\",\"\",IF(OR(H28=\"冷温水1次ポンプ\",H28=\"冷温水2次ポンプ\"),J28*K28*(AA28+AD28)*'2_メイン'!$Z$19/1000,IF(OR(H28=\"冷却水ポンプ\",H28=\"冷水1次ポンプ\",H28=\"冷水2次ポンプ\"),J28*K28*AA28*'2_メイン'!$Z$19/1000,IF(OR(H28=\"温水1次ポンプ\",H28=\"温水2次ポンプ\"),J28*K28*AD28*'2_メイン'!$Z$19/1000,\"\"))))","v":""},{"$f":"IF(AF28=\"\",\"\",AF28/'2_メイン'!$Z$19*1000)","v":""},null,null,null,{"$f":"IF(W28=\"\",\"\",W28*'2_メイン'!$Z$20)","v":""},{"$f":"IF(AG28=\"\",\"\",AG28*'2_メイン'!$Z$20)","v":""}]
[null,13,null,null,null,null,null,null,null,null,null,null,null,null,null,null,null,null,{"$f":"IF(K29=\"\",\"\",'3_床面積'!$X$36)","v":""},{"$f":"IF(K29=\"\",\"\",'3_床面積'!$Y$36)","v":""},null,null,"",{"$f":"IF(ISERROR(W29),\"\",IF(W29=\"\",\"\",W29*'2_メイン'!$Z$19/1000))","v":""},{"$f":"IF(K29=\"\",\"\",'3_床面積'!$X$35)","v":""},"","",{"$f":"IF(K29=\"\",\"\",'3_床面積'!$Y$35)","v":""},"","",{"$f":"IF(K29=\"\",\"\",IF(OR(H29=\"冷温水1次ポンプ\",H29=\"冷温水2次ポンプ\"),J29*K29*(1-SUMIF(L29:N29,\"○\",$AB$5:$AD$5))*SUMIF(O29:R29,\"○\",$AE$5:$AH$5)*(AA29+AD29)*'2_メイン'!$Z$19/1000,IF(OR(H29=\"冷却水ポンプ\",H29=\"冷水1次ポンプ\",H29=\"冷水2次ポンプ\"),J29*K29*(1-SUMIF(L29:N29,\"○\",$AB$5:$AD$5))*SUMIF(O29:R29,\"○\",$AE$5:$AH$5)*AA29*'2_メイン'!$Z$19/1000,IF(OR(H29=\"温水1次ポンプ\",H29=\"温水2次ポンプ\"),J29*K29*(1-SUMIF(L29:N29,\"○\",$AB$5:$AD$5))*SUMIF(O29:R29,\"○\",$AE$5:$AH$5)*AD29*'2_メイン'!$Z$19/1000,\"\"))))","v":""},{"$f":"IF(K29=\"\",\"\",IF(OR(H29=\"冷温水1次ポンプ\",H29=\"冷温水2次ポンプ\"),J29*K29*(AA29+AD29)*'2_メイン'!$Z$19/1000,IF(OR(H29=\"冷却水ポンプ\",H29=\"冷水1次ポンプ\",H29=\"冷水2次ポンプ\"),J29*K29*AA29*'2_メイン'!$Z$19/1000,IF(OR(H29=\"温水1次ポンプ\",H29=\"温水2次ポンプ\"),J29*K29*AD29*'2_メイン'!$Z$19/1000,\"\"))))","v":""},{"$f":"IF(AF29=\"\",\"\",AF29/'2_メイン'!$Z$19*1000)","v":""},null,null,null,{"$f":"IF(W29=\"\",\"\",W29*'2_メイン'!$Z$20)","v":""},{"$f":"IF(AG29=\"\",\"\",AG29*'2_メイン'!$Z$20)","v":""}]
[null,14,null,null,null,null,null,null,null,null,null,null,null,null,null,null,null,null,{"$f":"IF(K30=\"\",\"\",'3_床面積'!$X$36)","v":""},{"$f":"IF(K30=\"\",\"\",'3_床面積'!$Y$36)","v":""},null,null,"",{"$f":"IF(ISERROR(W30),\"\",IF(W30=\"\",\"\",W30*'2_メイン'!$Z$19/1000))","v":""},{"$f":"IF(K30=\"\",\"\",'3_床面積'!$X$35)","v":""},"","",{"$f":"IF(K30=\"\",\"\",'3_床面積'!$Y$35)","v":""},"","",{"$f":"IF(K30=\"\",\"\",IF(OR(H30=\"冷温水1次ポンプ\",H30=\"冷温水2次ポンプ\"),J30*K30*(1-SUMIF(L30:N30,\"○\",$AB$5:$AD$5))*SUMIF(O30:R30,\"○\",$AE$5:$AH$5)*(AA30+AD30)*'2_メイン'!$Z$19/1000,IF(OR(H30=\"冷却水ポンプ\",H30=\"冷水1次ポンプ\",H30=\"冷水2次ポンプ\"),J30*K30*(1-SUMIF(L30:N30,\"○\",$AB$5:$AD$5))*SUMIF(O30:R30,\"○\",$AE$5:$AH$5)*AA30*'2_メイン'!$Z$19/1000,IF(OR(H30=\"温水1次ポンプ\",H30=\"温水2次ポンプ\"),J30*K30*(1-SUMIF(L30:N30,\"○\",$AB$5:$AD$5))*SUMIF(O30:R30,\"○\",$AE$5:$AH$5)*AD30*'2_メイン'!$Z$19/1000,\"\"))))","v":""},{"$f":"IF(K30=\"\",\"\",IF(OR(H30=\"冷温水1次ポンプ\",H30=\"冷温水2次ポンプ\"),J30*K30*(AA30+AD30)*'2_メイン'!$Z$19/1000,IF(OR(H30=\"冷却水ポンプ\",H30=\"冷水1次ポンプ\",H30=\"冷水2次ポンプ\"),J30*K30*AA30*'2_メイン'!$Z$19/1000,IF(OR(H30=\"温水1次ポンプ\",H30=\"温水2次ポンプ\"),J30*K30*AD30*'2_メイン'!$Z$19/1000,\"\"))))","v":""},{"$f":"IF(AF30=\"\",\"\",AF30/'2_メイン'!$Z$19*1000)","v":""},null,null,null,{"$f":"IF(W30=\"\",\"\",W30*'2_メイン'!$Z$20)","v":""},{"$f":"IF(AG30=\"\",\"\",AG30*'2_メイン'!$Z$20)","v":""}]
[null,15,null,null,null,null,null,null,null,null,null,null,null,null,null,null,null,null,{"$f":"IF(K31=\"\",\"\",'3_床面積'!$X$36)","v":""},{"$f":"IF(K31=\"\",\"\",'3_床面積'!$Y$36)","v":""},null,null,"",{"$f":"IF(ISERROR(W31),\"\",IF(W31=\"\",\"\",W31*'2_メイン'!$Z$19/1000))","v":""},{"$f":"IF(K31=\"\",\"\",'3_床面積'!$X$35)","v":""},"","",{"$f":"IF(K31=\"\",\"\",'3_床面積'!$Y$35)","v":""},"","",{"$f":"IF(K31=\"\",\"\",IF(OR(H31=\"冷温水1次ポンプ\",H31=\"冷温水2次ポンプ\"),J31*K31*(1-SUMIF(L31:N31,\"○\",$AB$5:$AD$5))*SUMIF(O31:R31,\"○\",$AE$5:$AH$5)*(AA31+AD31)*'2_メイン'!$Z$19/1000,IF(OR(H31=\"冷却水ポンプ\",H31=\"冷水1次ポンプ\",H31=\"冷水2次ポンプ\"),J31*K31*(1-SUMIF(L31:N31,\"○\",$AB$5:$AD$5))*SUMIF(O31:R31,\"○\",$AE$5:$AH$5)*AA31*'2_メイン'!$Z$19/1000,IF(OR(H31=\"温水1次ポンプ\",H31=\"温水2次ポンプ\"),J31*K31*(1-SUMIF(L31:N31,\"○\",$AB$5:$AD$5))*SUMIF(O31:R31,\"○\",$AE$5:$AH$5)*AD31*'2_メイン'!$Z$19/1000,\"\"))))","v":""},{"$f":"IF(K31=\"\",\"\",IF(OR(H31=\"冷温水1次ポンプ\",H31=\"冷温水2次ポンプ\"),J31*K31*(AA31+AD31)*'2_メイン'!$Z$19/1000,IF(OR(H31=\"冷却水ポンプ\",H31=\"冷水1次ポンプ\",H31=\"冷水2次ポンプ\"),J31*K31*AA31*'2_メイン'!$Z$19/1000,IF(OR(H31=\"温水1次ポンプ\",H31=\"温水2次ポンプ\"),J31*K31*AD31*'2_メイン'!$Z$19/1000,\"\"))))","v":""},{"$f":"IF(AF31=\"\",\"\",AF31/'2_メイン'!$Z$19*1000)","v":""},null,null,null,{"$f":"IF(W31=\"\",\"\",W31*'2_メイン'!$Z$20)","v":""},{"$f":"IF(AG31=\"\",\"\",AG31*'2_メイン'!$Z$20)","v":""}]
[null,16,null,null,null,null,null,null,null,null,null,null,null,null,null,null,null,null,{"$f":"IF(K32=\"\",\"\",'3_床面積'!$X$36)","v":""},{"$f":"IF(K32=\"\",\"\",'3_床面積'!$Y$36)","v":""},null,null,"",{"$f":"IF(ISERROR(W32),\"\",IF(W32=\"\",\"\",W32*'2_メイン'!$Z$19/1000))","v":""},{"$f":"IF(K32=\"\",\"\",'3_床面積'!$X$35)","v":""},"","",{"$f":"IF(K32=\"\",\"\",'3_床面積'!$Y$35)","v":""},"","",{"$f":"IF(K32=\"\",\"\",IF(OR(H32=\"冷温水1次ポンプ\",H32=\"冷温水2次ポンプ\"),J32*K32*(1-SUMIF(L32:N32,\"○\",$AB$5:$AD$5))*SUMIF(O32:R32,\"○\",$AE$5:$AH$5)*(AA32+AD32)*'2_メイン'!$Z$19/1000,IF(OR(H32=\"冷却水ポンプ\",H32=\"冷水1次ポンプ\",H32=\"冷水2次ポンプ\"),J32*K32*(1-SUMIF(L32:N32,\"○\",$AB$5:$AD$5))*SUMIF(O32:R32,\"○\",$AE$5:$AH$5)*AA32*'2_メイン'!$Z$19/1000,IF(OR(H32=\"温水1次ポンプ\",H32=\"温水2次ポンプ\"),J32*K32*(1-SUMIF(L32:N32,\"○\",$AB$5:$AD$5))*SUMIF(O32:R32,\"○\",$AE$5:$AH$5)*AD32*'2_メイン'!$Z$19/1000,\"\"))))","v":""},{"$f":"IF(K32=\"\",\"\",IF(OR(H32=\"冷温水1次ポンプ\",H32=\"冷温水2次ポンプ\"),J32*K32*(AA32+AD32)*'2_メイン'!$Z$19/1000,IF(OR(H32=\"冷却水ポンプ\",H32=\"冷水1次ポンプ\",H32=\"冷水2次ポンプ\"),J32*K32*AA32*'2_メイン'!$Z$19/1000,IF(OR(H32=\"温水1次ポンプ\",H32=\"温水2次ポンプ\"),J32*K32*AD32*'2_メイン'!$Z$19/1000,\"\"))))","v":""},{"$f":"IF(AF32=\"\",\"\",AF32/'2_メイン'!$Z$19*1000)","v":""},null,null,null,{"$f":"IF(W32=\"\",\"\",W32*'2_メイン'!$Z$20)","v":""},{"$f":"IF(AG32=\"\",\"\",AG32*'2_メイン'!$Z$20)","v":""}]
[null,17,null,null,null,null,null,null,null,null,null,null,null,null,null,null,null,null,{"$f":"IF(K33=\"\",\"\",'3_床面積'!$X$36)","v":""},{"$f":"IF(K33=\"\",\"\",'3_床面積'!$Y$36)","v":""},null,null,"",{"$f":"IF(ISERROR(W33),\"\",IF(W33=\"\",\"\",W33*'2_メイン'!$Z$19/1000))","v":""},{"$f":"IF(K33=\"\",\"\",'3_床面積'!$X$35)","v":""},"","",{"$f":"IF(K33=\"\",\"\",'3_床面積'!$Y$35)","v":""},"","",{"$f":"IF(K33=\"\",\"\",IF(OR(H33=\"冷温水1次ポンプ\",H33=\"冷温水2次ポンプ\"),J33*K33*(1-SUMIF(L33:N33,\"○\",$AB$5:$AD$5))*SUMIF(O33:R33,\"○\",$AE$5:$AH$5)*(AA33+AD33)*'2_メイン'!$Z$19/1000,IF(OR(H33=\"冷却水ポンプ\",H33=\"冷水1次ポンプ\",H33=\"冷水2次ポンプ\"),J33*K33*(1-SUMIF(L33:N33,\"○\",$AB$5:$AD$5))*SUMIF(O33:R33,\"○\",$AE$5:$AH$5)*AA33*'2_メイン'!$Z$19/1000,IF(OR(H33=\"温水1次ポンプ\",H33=\"温水2次ポンプ\"),J33*K33*(1-SUMIF(L33:N33,\"○\",$AB$5:$AD$5))*SUMIF(O33:R33,\"○\",$AE$5:$AH$5)*AD33*'2_メイン'!$Z$19/1000,\"\"))))","v":""},{"$f":"IF(K33=\"\",\"\",IF(OR(H33=\"冷温水1次ポンプ\",H33=\"冷温水2次ポンプ\"),J33*K33*(AA33+AD33)*'2_メイン'!$Z$19/1000,IF(OR(H33=\"冷却水ポンプ\",H33=\"冷水1次ポンプ\",H33=\"冷水2次ポンプ\"),J33*K33*AA33*'2_メイン'!$Z$19/1000,IF(OR(H33=\"温水1次ポンプ\",H33=\"温水2次ポンプ\"),J33*K33*AD33*'2_メイン'!$Z$19/1000,\"\"))))","v":""},{"$f":"IF(AF33=\"\",\"\",AF33/'2_メイン'!$Z$19*1000)","v":""},null,null,null,{"$f":"IF(W33=\"\",\"\",W33*'2_メイン'!$Z$20)","v":""},{"$f":"IF(AG33=\"\",\"\",AG33*'2_メイン'!$Z$20)","v":""}]
[null,18,null,null,null,null,null,null,null,null,null,null,null,null,null,null,null,null,{"$f":"IF(K34=\"\",\"\",'3_床面積'!$X$36)","v":""},{"$f":"IF(K34=\"\",\"\",'3_床面積'!$Y$36)","v":""},null,null,"",{"$f":"IF(ISERROR(W34),\"\",IF(W34=\"\",\"\",W34*'2_メイン'!$Z$19/1000))","v":""},{"$f":"IF(K34=\"\",\"\",'3_床面積'!$X$35)","v":""},"","",{"$f":"IF(K34=\"\",\"\",'3_床面積'!$Y$35)","v":""},"","",{"$f":"IF(K34=\"\",\"\",IF(OR(H34=\"冷温水1次ポンプ\",H34=\"冷温水2次ポンプ\"),J34*K34*(1-SUMIF(L34:N34,\"○\",$AB$5:$AD$5))*SUMIF(O34:R34,\"○\",$AE$5:$AH$5)*(AA34+AD34)*'2_メイン'!$Z$19/1000,IF(OR(H34=\"冷却水ポンプ\",H34=\"冷水1次ポンプ\",H34=\"冷水2次ポンプ\"),J34*K34*(1-SUMIF(L34:N34,\"○\",$AB$5:$AD$5))*SUMIF(O34:R34,\"○\",$AE$5:$AH$5)*AA34*'2_メイン'!$Z$19/1000,IF(OR(H34=\"温水1次ポンプ\",H34=\"温水2次ポンプ\"),J34*K34*(1-SUMIF(L34:N34,\"○\",$AB$5:$AD$5))*SUMIF(O34:R34,\"○\",$AE$5:$AH$5)*AD34*'2_メイン'!$Z$19/1000,\"\"))))","v":""},{"$f":"IF(K34=\"\",\"\",IF(OR(H34=\"冷温水1次ポンプ\",H34=\"冷温水2次ポンプ\"),J34*K34*(AA34+AD34)*'2_メイン'!$Z$19/1000,IF(OR(H34=\"冷却水ポンプ\",H34=\"冷水1次ポンプ\",H34=\"冷水2次ポンプ\"),J34*K34*AA34*'2_メイン'!$Z$19/1000,IF(OR(H34=\"温水1次ポンプ\",H34=\"温水2次ポンプ\"),J34*K34*AD34*'2_メイン'!$Z$19/1000,\"\"))))","v":""},{"$f":"IF(AF34=\"\",\"\",AF34/'2_メイン'!$Z$19*1000)","v":""},null,null,null,{"$f":"IF(W34=\"\",\"\",W34*'2_メイン'!$Z$20)","v":""},{"$f":"IF(AG34=\"\",\"\",AG34*'2_メイン'!$Z$20)","v":""}]
[null,19,null,null,null,null,null,null,null,null,null,null,null,null,null,null,null,null,{"$f":"IF(K35=\"\",\"\",'3_床面積'!$X$36)","v":""},{"$f":"IF(K35=\"\",\"\",'3_床面積'!$Y$36)","v":""},null,null,"",{"$f":"IF(ISERROR(W35),\"\",IF(W35=\"\",\"\",W35*'2_メイン'!$Z$19/1000))","v":""},{"$f":"IF(K35=\"\",\"\",'3_床面積'!$X$35)","v":""},"","",{"$f":"IF(K35=\"\",\"\",'3_床面積'!$Y$35)","v":""},"","",{"$f":"IF(K35=\"\",\"\",IF(OR(H35=\"冷温水1次ポンプ\",H35=\"冷温水2次ポンプ\"),J35*K35*(1-SUMIF(L35:N35,\"○\",$AB$5:$AD$5))*SUMIF(O35:R35,\"○\",$AE$5:$AH$5)*(AA35+AD35)*'2_メイン'!$Z$19/1000,IF(OR(H35=\"冷却水ポンプ\",H35=\"冷水1次ポンプ\",H35=\"冷水2次ポンプ\"),J35*K35*(1-SUMIF(L35:N35,\"○\",$AB$5:$AD$5))*SUMIF(O35:R35,\"○\",$AE$5:$AH$5)*AA35*'2_メイン'!$Z$19/1000,IF(OR(H35=\"温水1次ポンプ\",H35=\"温水2次ポンプ\"),J35*K35*(1-SUMIF(L35:N35,\"○\",$AB$5:$AD$5))*SUMIF(O35:R35,\"○\",$AE$5:$AH$5)*AD35*'2_メイン'!$Z$19/1000,\"\"))))","v":""},{"$f":"IF(K35=\"\",\"\",IF(OR(H35=\"冷温水1次ポンプ\",H35=\"冷温水2次ポンプ\"),J35*K35*(AA35+AD35)*'2_メイン'!$Z$19/1000,IF(OR(H35=\"冷却水ポンプ\",H35=\"冷水1次ポンプ\",H35=\"冷水2次ポンプ\"),J35*K35*AA35*'2_メイン'!$Z$19/1000,IF(OR(H35=\"温水1次ポンプ\",H35=\"温水2次ポンプ\"),J35*K35*AD35*'2_メイン'!$Z$19/1000,\"\"))))","v":""},{"$f":"IF(AF35=\"\",\"\",AF35/'2_メイン'!$Z$19*1000)","v":""},null,null,null,{"$f":"IF(W35=\"\",\"\",W35*'2_メイン'!$Z$20)","v":""},{"$f":"IF(AG35=\"\",\"\",AG35*'2_メイン'!$Z$20)","v":""}]
[null,20,null,null,null,null,null,null,null,null,null,null,null,null,null,null,null,null,{"$f":"IF(K36=\"\",\"\",'3_床面積'!$X$36)","v":""},{"$f":"IF(K36=\"\",\"\",'3_床面積'!$Y$36)","v":""},null,null,"",{"$f":"IF(ISERROR(W36),\"\",IF(W36=\"\",\"\",W36*'2_メイン'!$Z$19/1000))","v":""},{"$f":"IF(K36=\"\",\"\",'3_床面積'!$X$35)","v":""},"","",{"$f":"IF(K36=\"\",\"\",'3_床面積'!$Y$35)","v":""},"","",{"$f":"IF(K36=\"\",\"\",IF(OR(H36=\"冷温水1次ポンプ\",H36=\"冷温水2次ポンプ\"),J36*K36*(1-SUMIF(L36:N36,\"○\",$AB$5:$AD$5))*SUMIF(O36:R36,\"○\",$AE$5:$AH$5)*(AA36+AD36)*'2_メイン'!$Z$19/1000,IF(OR(H36=\"冷却水ポンプ\",H36=\"冷水1次ポンプ\",H36=\"冷水2次ポンプ\"),J36*K36*(1-SUMIF(L36:N36,\"○\",$AB$5:$AD$5))*SUMIF(O36:R36,\"○\",$AE$5:$AH$5)*AA36*'2_メイン'!$Z$19/1000,IF(OR(H36=\"温水1次ポンプ\",H36=\"温水2次ポンプ\"),J36*K36*(1-SUMIF(L36:N36,\"○\",$AB$5:$AD$5))*SUMIF(O36:R36,\"○\",$AE$5:$AH$5)*AD36*'2_メイン'!$Z$19/1000,\"\"))))","v":""},{"$f":"IF(K36=\"\",\"\",IF(OR(H36=\"冷温水1次ポンプ\",H36=\"冷温水2次ポンプ\"),J36*K36*(AA36+AD36)*'2_メイン'!$Z$19/1000,IF(OR(H36=\"冷却水ポンプ\",H36=\"冷水1次ポンプ\",H36=\"冷水2次ポンプ\"),J36*K36*AA36*'2_メイン'!$Z$19/1000,IF(OR(H36=\"温水1次ポンプ\",H36=\"温水2次ポンプ\"),J36*K36*AD36*'2_メイン'!$Z$19/1000,\"\"))))","v":""},{"$f":"IF(AF36=\"\",\"\",AF36/'2_メイン'!$Z$19*1000)","v":""},null,null,null,{"$f":"IF(W36=\"\",\"\",W36*'2_メイン'!$Z$20)","v":""},{"$f":"IF(AG36=\"\",\"\",AG36*'2_メイン'!$Z$20)","v":""}]
[null,21,null,null,null,null,null,null,null,null,null,null,null,null,null,null,null,null,{"$f":"IF(K37=\"\",\"\",'3_床面積'!$X$36)","v":""},{"$f":"IF(K37=\"\",\"\",'3_床面積'!$Y$36)","v":""},null,null,"",{"$f":"IF(ISERROR(W37),\"\",IF(W37=\"\",\"\",W37*'2_メイン'!$Z$19/1000))","v":""},{"$f":"IF(K37=\"\",\"\",'3_床面積'!$X$35)","v":""},"","",{"$f":"IF(K37=\"\",\"\",'3_床面積'!$Y$35)","v":""},"","",{"$f":"IF(K37=\"\",\"\",IF(OR(H37=\"冷温水1次ポンプ\",H37=\"冷温水2次ポンプ\"),J37*K37*(1-SUMIF(L37:N37,\"○\",$AB$5:$AD$5))*SUMIF(O37:R37,\"○\",$AE$5:$AH$5)*(AA37+AD37)*'2_メイン'!$Z$19/1000,IF(OR(H37=\"冷却水ポンプ\",H37=\"冷水1次ポンプ\",H37=\"冷水2次ポンプ\"),J37*K37*(1-SUMIF(L37:N37,\"○\",$AB$5:$AD$5))*SUMIF(O37:R37,\"○\",$AE$5:$AH$5)*AA37*'2_メイン'!$Z$19/1000,IF(OR(H37=\"温水1次ポンプ\",H37=\"温水2次ポンプ\"),J37*K37*(1-SUMIF(L37:N37,\"○\",$AB$5:$AD$5))*SUMIF(O37:R37,\"○\",$AE$5:$AH$5)*AD37*'2_メイン'!$Z$19/1000,\"\"))))","v":""},{"$f":"IF(K37=\"\",\"\",IF(OR(H37=\"冷温水1次ポンプ\",H37=\"冷温水2次ポンプ\"),J37*K37*(AA37+AD37)*'2_メイン'!$Z$19/1000,IF(OR(H37=\"冷却水ポンプ\",H37=\"冷水1次ポンプ\",H37=\"冷水2次ポンプ\"),J37*K37*AA37*'2_メイン'!$Z$19/1000,IF(OR(H37=\"温水1次ポンプ\",H37=\"温水2次ポンプ\"),J37*K37*AD37*'2_メイン'!$Z$19/1000,\"\"))))","v":""},{"$f":"IF(AF37=\"\",\"\",AF37/'2_メイン'!$Z$19*1000)","v":""},null,null,null,{"$f":"IF(W37=\"\",\"\",W37*'2_メイン'!$Z$20)","v":""},{"$f":"IF(AG37=\"\",\"\",AG37*'2_メイン'!$Z$20)","v":""}]
[null,22,null,null,null,null,null,null,null,null,null,null,null,null,null,null,null,null,{"$f":"IF(K38=\"\",\"\",'3_床面積'!$X$36)","v":""},{"$f":"IF(K38=\"\",\"\",'3_床面積'!$Y$36)","v":""},null,null,"",{"$f":"IF(ISERROR(W38),\"\",IF(W38=\"\",\"\",W38*'2_メイン'!$Z$19/1000))","v":""},{"$f":"IF(K38=\"\",\"\",'3_床面積'!$X$35)","v":""},"","",{"$f":"IF(K38=\"\",\"\",'3_床面積'!$Y$35)","v":""},"","",{"$f":"IF(K38=\"\",\"\",IF(OR(H38=\"冷温水1次ポンプ\",H38=\"冷温水2次ポンプ\"),J38*K38*(1-SUMIF(L38:N38,\"○\",$AB$5:$AD$5))*SUMIF(O38:R38,\"○\",$AE$5:$AH$5)*(AA38+AD38)*'2_メイン'!$Z$19/1000,IF(OR(H38=\"冷却水ポンプ\",H38=\"冷水1次ポンプ\",H38=\"冷水2次ポンプ\"),J38*K38*(1-SUMIF(L38:N38,\"○\",$AB$5:$AD$5))*SUMIF(O38:R38,\"○\",$AE$5:$AH$5)*AA38*'2_メイン'!$Z$19/1000,IF(OR(H38=\"温水1次ポンプ\",H38=\"温水2次ポンプ\"),J38*K38*(1-SUMIF(L38:N38,\"○\",$AB$5:$AD$5))*SUMIF(O38:R38,\"○\",$AE$5:$AH$5)*AD38*'2_メイン'!$Z$19/1000,\"\"))))","v":""},{"$f":"IF(K38=\"\",\"\",IF(OR(H38=\"冷温水1次ポンプ\",H38=\"冷温水2次ポンプ\"),J38*K38*(AA38+AD38)*'2_メイン'!$Z$19/1000,IF(OR(H38=\"冷却水ポンプ\",H38=\"冷水1次ポンプ\",H38=\"冷水2次ポンプ\"),J38*K38*AA38*'2_メイン'!$Z$19/1000,IF(OR(H38=\"温水1次ポンプ\",H38=\"温水2次ポンプ\"),J38*K38*AD38*'2_メイン'!$Z$19/1000,\"\"))))","v":""},{"$f":"IF(AF38=\"\",\"\",AF38/'2_メイン'!$Z$19*1000)","v":""},null,null,null,{"$f":"IF(W38=\"\",\"\",W38*'2_メイン'!$Z$20)","v":""},{"$f":"IF(AG38=\"\",\"\",AG38*'2_メイン'!$Z$20)","v":""}]
[null,23,null,null,null,null,null,null,null,null,null,null,null,null,null,null,null,null,{"$f":"IF(K39=\"\",\"\",'3_床面積'!$X$36)","v":""},{"$f":"IF(K39=\"\",\"\",'3_床面積'!$Y$36)","v":""},null,null,"",{"$f":"IF(ISERROR(W39),\"\",IF(W39=\"\",\"\",W39*'2_メイン'!$Z$19/1000))","v":""},{"$f":"IF(K39=\"\",\"\",'3_床面積'!$X$35)","v":""},"","",{"$f":"IF(K39=\"\",\"\",'3_床面積'!$Y$35)","v":""},"","",{"$f":"IF(K39=\"\",\"\",IF(OR(H39=\"冷温水1次ポンプ\",H39=\"冷温水2次ポンプ\"),J39*K39*(1-SUMIF(L39:N39,\"○\",$AB$5:$AD$5))*SUMIF(O39:R39,\"○\",$AE$5:$AH$5)*(AA39+AD39)*'2_メイン'!$Z$19/1000,IF(OR(H39=\"冷却水ポンプ\",H39=\"冷水1次ポンプ\",H39=\"冷水2次ポンプ\"),J39*K39*(1-SUMIF(L39:N39,\"○\",$AB$5:$AD$5))*SUMIF(O39:R39,\"○\",$AE$5:$AH$5)*AA39*'2_メイン'!$Z$19/1000,IF(OR(H39=\"温水1次ポンプ\",H39=\"温水2次ポンプ\"),J39*K39*(1-SUMIF(L39:N39,\"○\",$AB$5:$AD$5))*SUMIF(O39:R39,\"○\",$AE$5:$AH$5)*AD39*'2_メイン'!$Z$19/1000,\"\"))))","v":""},{"$f":"IF(K39=\"\",\"\",IF(OR(H39=\"冷温水1次ポンプ\",H39=\"冷温水2次ポンプ\"),J39*K39*(AA39+AD39)*'2_メイン'!$Z$19/1000,IF(OR(H39=\"冷却水ポンプ\",H39=\"冷水1次ポンプ\",H39=\"冷水2次ポンプ\"),J39*K39*AA39*'2_メイン'!$Z$19/1000,IF(OR(H39=\"温水1次ポンプ\",H39=\"温水2次ポンプ\"),J39*K39*AD39*'2_メイン'!$Z$19/1000,\"\"))))","v":""},{"$f":"IF(AF39=\"\",\"\",AF39/'2_メイン'!$Z$19*1000)","v":""},null,null,null,{"$f":"IF(W39=\"\",\"\",W39*'2_メイン'!$Z$20)","v":""},{"$f":"IF(AG39=\"\",\"\",AG39*'2_メイン'!$Z$20)","v":""}]
[null,24,null,null,null,null,null,null,null,null,null,null,null,null,null,null,null,null,{"$f":"IF(K40=\"\",\"\",'3_床面積'!$X$36)","v":""},{"$f":"IF(K40=\"\",\"\",'3_床面積'!$Y$36)","v":""},null,null,"",{"$f":"IF(ISERROR(W40),\"\",IF(W40=\"\",\"\",W40*'2_メイン'!$Z$19/1000))","v":""},{"$f":"IF(K40=\"\",\"\",'3_床面積'!$X$35)","v":""},"","",{"$f":"IF(K40=\"\",\"\",'3_床面積'!$Y$35)","v":""},"","",{"$f":"IF(K40=\"\",\"\",IF(OR(H40=\"冷温水1次ポンプ\",H40=\"冷温水2次ポンプ\"),J40*K40*(1-SUMIF(L40:N40,\"○\",$AB$5:$AD$5))*SUMIF(O40:R40,\"○\",$AE$5:$AH$5)*(AA40+AD40)*'2_メイン'!$Z$19/1000,IF(OR(H40=\"冷却水ポンプ\",H40=\"冷水1次ポンプ\",H40=\"冷水2次ポンプ\"),J40*K40*(1-SUMIF(L40:N40,\"○\",$AB$5:$AD$5))*SUMIF(O40:R40,\"○\",$AE$5:$AH$5)*AA40*'2_メイン'!$Z$19/1000,IF(OR(H40=\"温水1次ポンプ\",H40=\"温水2次ポンプ\"),J40*K40*(1-SUMIF(L40:N40,\"○\",$AB$5:$AD$5))*SUMIF(O40:R40,\"○\",$AE$5:$AH$5)*AD40*'2_メイン'!$Z$19/1000,\"\"))))","v":""},{"$f":"IF(K40=\"\",\"\",IF(OR(H40=\"冷温水1次ポンプ\",H40=\"冷温水2次ポンプ\"),J40*K40*(AA40+AD40)*'2_メイン'!$Z$19/1000,IF(OR(H40=\"冷却水ポンプ\",H40=\"冷水1次ポンプ\",H40=\"冷水2次ポンプ\"),J40*K40*AA40*'2_メイン'!$Z$19/1000,IF(OR(H40=\"温水1次ポンプ\",H40=\"温水2次ポンプ\"),J40*K40*AD40*'2_メイン'!$Z$19/1000,\"\"))))","v":""},{"$f":"IF(AF40=\"\",\"\",AF40/'2_メイン'!$Z$19*1000)","v":""},null,null,null,{"$f":"IF(W40=\"\",\"\",W40*'2_メイン'!$Z$20)","v":""},{"$f":"IF(AG40=\"\",\"\",AG40*'2_メイン'!$Z$20)","v":""}]
[null,25,null,null,null,null,null,null,null,null,null,null,null,null,null,null,null,null,{"$f":"IF(K41=\"\",\"\",'3_床面積'!$X$36)","v":""},{"$f":"IF(K41=\"\",\"\",'3_床面積'!$Y$36)","v":""},null,null,"",{"$f":"IF(ISERROR(W41),\"\",IF(W41=\"\",\"\",W41*'2_メイン'!$Z$19/1000))","v":""},{"$f":"IF(K41=\"\",\"\",'3_床面積'!$X$35)","v":""},"","",{"$f":"IF(K41=\"\",\"\",'3_床面積'!$Y$35)","v":""},"","",{"$f":"IF(K41=\"\",\"\",IF(OR(H41=\"冷温水1次ポンプ\",H41=\"冷温水2次ポンプ\"),J41*K41*(1-SUMIF(L41:N41,\"○\",$AB$5:$AD$5))*SUMIF(O41:R41,\"○\",$AE$5:$AH$5)*(AA41+AD41)*'2_メイン'!$Z$19/1000,IF(OR(H41=\"冷却水ポンプ\",H41=\"冷水1次ポンプ\",H41=\"冷水2次ポンプ\"),J41*K41*(1-SUMIF(L41:N41,\"○\",$AB$5:$AD$5))*SUMIF(O41:R41,\"○\",$AE$5:$AH$5)*AA41*'2_メイン'!$Z$19/1000,IF(OR(H41=\"温水1次ポンプ\",H41=\"温水2次ポンプ\"),J41*K41*(1-SUMIF(L41:N41,\"○\",$AB$5:$AD$5))*SUMIF(O41:R41,\"○\",$AE$5:$AH$5)*AD41*'2_メイン'!$Z$19/1000,\"\"))))","v":""},{"$f":"IF(K41=\"\",\"\",IF(OR(H41=\"冷温水1次ポンプ\",H41=\"冷温水2次ポンプ\"),J41*K41*(AA41+AD41)*'2_メイン'!$Z$19/1000,IF(OR(H41=\"冷却水ポンプ\",H41=\"冷水1次ポンプ\",H41=\"冷水2次ポンプ\"),J41*K41*AA41*'2_メイン'!$Z$19/1000,IF(OR(H41=\"温水1次ポンプ\",H41=\"温水2次ポンプ\"),J41*K41*AD41*'2_メイン'!$Z$19/1000,\"\"))))","v":""},{"$f":"IF(AF41=\"\",\"\",AF41/'2_メイン'!$Z$19*1000)","v":""},null,null,null,{"$f":"IF(W41=\"\",\"\",W41*'2_メイン'!$Z$20)","v":""},{"$f":"IF(AG41=\"\",\"\",AG41*'2_メイン'!$Z$20)","v":""}]
[null,26,null,null,null,null,null,null,null,null,null,null,null,null,null,null,null,null,{"$f":"IF(K42=\"\",\"\",'3_床面積'!$X$36)","v":""},{"$f":"IF(K42=\"\",\"\",'3_床面積'!$Y$36)","v":""},null,null,"",{"$f":"IF(ISERROR(W42),\"\",IF(W42=\"\",\"\",W42*'2_メイン'!$Z$19/1000))","v":""},{"$f":"IF(K42=\"\",\"\",'3_床面積'!$X$35)","v":""},"","",{"$f":"IF(K42=\"\",\"\",'3_床面積'!$Y$35)","v":""},"","",{"$f":"IF(K42=\"\",\"\",IF(OR(H42=\"冷温水1次ポンプ\",H42=\"冷温水2次ポンプ\"),J42*K42*(1-SUMIF(L42:N42,\"○\",$AB$5:$AD$5))*SUMIF(O42:R42,\"○\",$AE$5:$AH$5)*(AA42+AD42)*'2_メイン'!$Z$19/1000,IF(OR(H42=\"冷却水ポンプ\",H42=\"冷水1次ポンプ\",H42=\"冷水2次ポンプ\"),J42*K42*(1-SUMIF(L42:N42,\"○\",$AB$5:$AD$5))*SUMIF(O42:R42,\"○\",$AE$5:$AH$5)*AA42*'2_メイン'!$Z$19/1000,IF(OR(H42=\"温水1次ポンプ\",H42=\"温水2次ポンプ\"),J42*K42*(1-SUMIF(L42:N42,\"○\",$AB$5:$AD$5))*SUMIF(O42:R42,\"○\",$AE$5:$AH$5)*AD42*'2_メイン'!$Z$19/1000,\"\"))))","v":""},{"$f":"IF(K42=\"\",\"\",IF(OR(H42=\"冷温水1次ポンプ\",H42=\"冷温水2次ポンプ\"),J42*K42*(AA42+AD42)*'2_メイン'!$Z$19/1000,IF(OR(H42=\"冷却水ポンプ\",H42=\"冷水1次ポンプ\",H42=\"冷水2次ポンプ\"),J42*K42*AA42*'2_メイン'!$Z$19/1000,IF(OR(H42=\"温水1次ポンプ\",H42=\"温水2次ポンプ\"),J42*K42*AD42*'2_メイン'!$Z$19/1000,\"\"))))","v":""},{"$f":"IF(AF42=\"\",\"\",AF42/'2_メイン'!$Z$19*1000)","v":""},null,null,null,{"$f":"IF(W42=\"\",\"\",W42*'2_メイン'!$Z$20)","v":""},{"$f":"IF(AG42=\"\",\"\",AG42*'2_メイン'!$Z$20)","v":""}]
[null,27,null,null,null,null,null,null,null,null,null,null,null,null,null,null,null,null,{"$f":"IF(K43=\"\",\"\",'3_床面積'!$X$36)","v":""},{"$f":"IF(K43=\"\",\"\",'3_床面積'!$Y$36)","v":""},null,null,"",{"$f":"IF(ISERROR(W43),\"\",IF(W43=\"\",\"\",W43*'2_メイン'!$Z$19/1000))","v":""},{"$f":"IF(K43=\"\",\"\",'3_床面積'!$X$35)","v":""},"","",{"$f":"IF(K43=\"\",\"\",'3_床面積'!$Y$35)","v":""},"","",{"$f":"IF(K43=\"\",\"\",IF(OR(H43=\"冷温水1次ポンプ\",H43=\"冷温水2次ポンプ\"),J43*K43*(1-SUMIF(L43:N43,\"○\",$AB$5:$AD$5))*SUMIF(O43:R43,\"○\",$AE$5:$AH$5)*(AA43+AD43)*'2_メイン'!$Z$19/1000,IF(OR(H43=\"冷却水ポンプ\",H43=\"冷水1次ポンプ\",H43=\"冷水2次ポンプ\"),J43*K43*(1-SUMIF(L43:N43,\"○\",$AB$5:$AD$5))*SUMIF(O43:R43,\"○\",$AE$5:$AH$5)*AA43*'2_メイン'!$Z$19/1000,IF(OR(H43=\"温水1次ポンプ\",H43=\"温水2次ポンプ\"),J43*K43*(1-SUMIF(L43:N43,\"○\",$AB$5:$AD$5))*SUMIF(O43:R43,\"○\",$AE$5:$AH$5)*AD43*'2_メイン'!$Z$19/1000,\"\"))))","v":""},{"$f":"IF(K43=\"\",\"\",IF(OR(H43=\"冷温水1次ポンプ\",H43=\"冷温水2次ポンプ\"),J43*K43*(AA43+AD43)*'2_メイン'!$Z$19/1000,IF(OR(H43=\"冷却水ポンプ\",H43=\"冷水1次ポンプ\",H43=\"冷水2次ポンプ\"),J43*K43*AA43*'2_メイン'!$Z$19/1000,IF(OR(H43=\"温水1次ポンプ\",H43=\"温水2次ポンプ\"),J43*K43*AD43*'2_メイン'!$Z$19/1000,\"\"))))","v":""},{"$f":"IF(AF43=\"\",\"\",AF43/'2_メイン'!$Z$19*1000)","v":""},null,null,null,{"$f":"IF(W43=\"\",\"\",W43*'2_メイン'!$Z$20)","v":""},{"$f":"IF(AG43=\"\",\"\",AG43*'2_メイン'!$Z$20)","v":""}]
[null,28,null,null,null,null,null,null,null,null,null,null,null,null,null,null,null,null,{"$f":"IF(K44=\"\",\"\",'3_床面積'!$X$36)","v":""},{"$f":"IF(K44=\"\",\"\",'3_床面積'!$Y$36)","v":""},null,null,"",{"$f":"IF(ISERROR(W44),\"\",IF(W44=\"\",\"\",W44*'2_メイン'!$Z$19/1000))","v":""},{"$f":"IF(K44=\"\",\"\",'3_床面積'!$X$35)","v":""},"","",{"$f":"IF(K44=\"\",\"\",'3_床面積'!$Y$35)","v":""},"","",{"$f":"IF(K44=\"\",\"\",IF(OR(H44=\"冷温水1次ポンプ\",H44=\"冷温水2次ポンプ\"),J44*K44*(1-SUMIF(L44:N44,\"○\",$AB$5:$AD$5))*SUMIF(O44:R44,\"○\",$AE$5:$AH$5)*(AA44+AD44)*'2_メイン'!$Z$19/1000,IF(OR(H44=\"冷却水ポンプ\",H44=\"冷水1次ポンプ\",H44=\"冷水2次ポンプ\"),J44*K44*(1-SUMIF(L44:N44,\"○\",$AB$5:$AD$5))*SUMIF(O44:R44,\"○\",$AE$5:$AH$5)*AA44*'2_メイン'!$Z$19/1000,IF(OR(H44=\"温水1次ポンプ\",H44=\"温水2次ポンプ\"),J44*K44*(1-SUMIF(L44:N44,\"○\",$AB$5:$AD$5))*SUMIF(O44:R44,\"○\",$AE$5:$AH$5)*AD44*'2_メイン'!$Z$19/1000,\"\"))))","v":""},{"$f":"IF(K44=\"\",\"\",IF(OR(H44=\"冷温水1次ポンプ\",H44=\"冷温水2次ポンプ\"),J44*K44*(AA44+AD44)*'2_メイン'!$Z$19/1000,IF(OR(H44=\"冷却水ポンプ\",H44=\"冷水1次ポンプ\",H44=\"冷水2次ポンプ\"),J44*K44*AA44*'2_メイン'!$Z$19/1000,IF(OR(H44=\"温水1次ポンプ\",H44=\"温水2次ポンプ\"),J44*K44*AD44*'2_メイン'!$Z$19/1000,\"\"))))","v":""},{"$f":"IF(AF44=\"\",\"\",AF44/'2_メイン'!$Z$19*1000)","v":""},null,null,null,{"$f":"IF(W44=\"\",\"\",W44*'2_メイン'!$Z$20)","v":""},{"$f":"IF(AG44=\"\",\"\",AG44*'2_メイン'!$Z$20)","v":""}]
[null,29,null,null,null,null,null,null,null,null,null,null,null,null,null,null,null,null,{"$f":"IF(K45=\"\",\"\",'3_床面積'!$X$36)","v":""},{"$f":"IF(K45=\"\",\"\",'3_床面積'!$Y$36)","v":""},null,null,"",{"$f":"IF(ISERROR(W45),\"\",IF(W45=\"\",\"\",W45*'2_メイン'!$Z$19/1000))","v":""},{"$f":"IF(K45=\"\",\"\",'3_床面積'!$X$35)","v":""},"","",{"$f":"IF(K45=\"\",\"\",'3_床面積'!$Y$35)","v":""},"","",{"$f":"IF(K45=\"\",\"\",IF(OR(H45=\"冷温水1次ポンプ\",H45=\"冷温水2次ポンプ\"),J45*K45*(1-SUMIF(L45:N45,\"○\",$AB$5:$AD$5))*SUMIF(O45:R45,\"○\",$AE$5:$AH$5)*(AA45+AD45)*'2_メイン'!$Z$19/1000,IF(OR(H45=\"冷却水ポンプ\",H45=\"冷水1次ポンプ\",H45=\"冷水2次ポンプ\"),J45*K45*(1-SUMIF(L45:N45,\"○\",$AB$5:$AD$5))*SUMIF(O45:R45,\"○\",$AE$5:$AH$5)*AA45*'2_メイン'!$Z$19/1000,IF(OR(H45=\"温水1次ポンプ\",H45=\"温水2次ポンプ\"),J45*K45*(1-SUMIF(L45:N45,\"○\",$AB$5:$AD$5))*SUMIF(O45:R45,\"○\",$AE$5:$AH$5)*AD45*'2_メイン'!$Z$19/1000,\"\"))))","v":""},{"$f":"IF(K45=\"\",\"\",IF(OR(H45=\"冷温水1次ポンプ\",H45=\"冷温水2次ポンプ\"),J45*K45*(AA45+AD45)*'2_メイン'!$Z$19/1000,IF(OR(H45=\"冷却水ポンプ\",H45=\"冷水1次ポンプ\",H45=\"冷水2次ポンプ\"),J45*K45*AA45*'2_メイン'!$Z$19/1000,IF(OR(H45=\"温水1次ポンプ\",H45=\"温水2次ポンプ\"),J45*K45*AD45*'2_メイン'!$Z$19/1000,\"\"))))","v":""},{"$f":"IF(AF45=\"\",\"\",AF45/'2_メイン'!$Z$19*1000)","v":""},null,null,null,{"$f":"IF(W45=\"\",\"\",W45*'2_メイン'!$Z$20)","v":""},{"$f":"IF(AG45=\"\",\"\",AG45*'2_メイン'!$Z$20)","v":""}]
[null,30,null,null,null,null,null,null,null,null,null,null,null,null,null,null,null,null,{"$f":"IF(K46=\"\",\"\",'3_床面積'!$X$36)","v":""},{"$f":"IF(K46=\"\",\"\",'3_床面積'!$Y$36)","v":""},null,null,"",{"$f":"IF(ISERROR(W46),\"\",IF(W46=\"\",\"\",W46*'2_メイン'!$Z$19/1000))","v":""},{"$f":"IF(K46=\"\",\"\",'3_床面積'!$X$35)","v":""},"","",{"$f":"IF(K46=\"\",\"\",'3_床面積'!$Y$35)","v":""},"","",{"$f":"IF(K46=\"\",\"\",IF(OR(H46=\"冷温水1次ポンプ\",H46=\"冷温水2次ポンプ\"),J46*K46*(1-SUMIF(L46:N46,\"○\",$AB$5:$AD$5))*SUMIF(O46:R46,\"○\",$AE$5:$AH$5)*(AA46+AD46)*'2_メイン'!$Z$19/1000,IF(OR(H46=\"冷却水ポンプ\",H46=\"冷水1次ポンプ\",H46=\"冷水2次ポンプ\"),J46*K46*(1-SUMIF(L46:N46,\"○\",$AB$5:$AD$5))*SUMIF(O46:R46,\"○\",$AE$5:$AH$5)*AA46*'2_メイン'!$Z$19/1000,IF(OR(H46=\"温水1次ポンプ\",H46=\"温水2次ポンプ\"),J46*K46*(1-SUMIF(L46:N46,\"○\",$AB$5:$AD$5))*SUMIF(O46:R46,\"○\",$AE$5:$AH$5)*AD46*'2_メイン'!$Z$19/1000,\"\"))))","v":""},{"$f":"IF(K46=\"\",\"\",IF(OR(H46=\"冷温水1次ポンプ\",H46=\"冷温水2次ポンプ\"),J46*K46*(AA46+AD46)*'2_メイン'!$Z$19/1000,IF(OR(H46=\"冷却水ポンプ\",H46=\"冷水1次ポンプ\",H46=\"冷水2次ポンプ\"),J46*K46*AA46*'2_メイン'!$Z$19/1000,IF(OR(H46=\"温水1次ポンプ\",H46=\"温水2次ポンプ\"),J46*K46*AD46*'2_メイン'!$Z$19/1000,\"\"))))","v":""},{"$f":"IF(AF46=\"\",\"\",AF46/'2_メイン'!$Z$19*1000)","v":""},null,null,null,{"$f":"IF(W46=\"\",\"\",W46*'2_メイン'!$Z$20)","v":""},{"$f":"IF(AG46=\"\",\"\",AG46*'2_メイン'!$Z$20)","v":""}]
[null,31,null,null,null,null,null,null,null,null,null,null,null,null,null,null,null,null,{"$f":"IF(K47=\"\",\"\",'3_床面積'!$X$36)","v":""},{"$f":"IF(K47=\"\",\"\",'3_床面積'!$Y$36)","v":""},null,null,"",{"$f":"IF(ISERROR(W47),\"\",IF(W47=\"\",\"\",W47*'2_メイン'!$Z$19/1000))","v":""},{"$f":"IF(K47=\"\",\"\",'3_床面積'!$X$35)","v":""},"","",{"$f":"IF(K47=\"\",\"\",'3_床面積'!$Y$35)","v":""},"","",{"$f":"IF(K47=\"\",\"\",IF(OR(H47=\"冷温水1次ポンプ\",H47=\"冷温水2次ポンプ\"),J47*K47*(1-SUMIF(L47:N47,\"○\",$AB$5:$AD$5))*SUMIF(O47:R47,\"○\",$AE$5:$AH$5)*(AA47+AD47)*'2_メイン'!$Z$19/1000,IF(OR(H47=\"冷却水ポンプ\",H47=\"冷水1次ポンプ\",H47=\"冷水2次ポンプ\"),J47*K47*(1-SUMIF(L47:N47,\"○\",$AB$5:$AD$5))*SUMIF(O47:R47,\"○\",$AE$5:$AH$5)*AA47*'2_メイン'!$Z$19/1000,IF(OR(H47=\"温水1次ポンプ\",H47=\"温水2次ポンプ\"),J47*K47*(1-SUMIF(L47:N47,\"○\",$AB$5:$AD$5))*SUMIF(O47:R47,\"○\",$AE$5:$AH$5)*AD47*'2_メイン'!$Z$19/1000,\"\"))))","v":""},{"$f":"IF(K47=\"\",\"\",IF(OR(H47=\"冷温水1次ポンプ\",H47=\"冷温水2次ポンプ\"),J47*K47*(AA47+AD47)*'2_メイン'!$Z$19/1000,IF(OR(H47=\"冷却水ポンプ\",H47=\"冷水1次ポンプ\",H47=\"冷水2次ポンプ\"),J47*K47*AA47*'2_メイン'!$Z$19/1000,IF(OR(H47=\"温水1次ポンプ\",H47=\"温水2次ポンプ\"),J47*K47*AD47*'2_メイン'!$Z$19/1000,\"\"))))","v":""},{"$f":"IF(AF47=\"\",\"\",AF47/'2_メイン'!$Z$19*1000)","v":""},null,null,null,{"$f":"IF(W47=\"\",\"\",W47*'2_メイン'!$Z$20)","v":""},{"$f":"IF(AG47=\"\",\"\",AG47*'2_メイン'!$Z$20)","v":""}]
[null,32,null,null,null,null,null,null,null,null,null,null,null,null,null,null,null,null,{"$f":"IF(K48=\"\",\"\",'3_床面積'!$X$36)","v":""},{"$f":"IF(K48=\"\",\"\",'3_床面積'!$Y$36)","v":""},null,null,"",{"$f":"IF(ISERROR(W48),\"\",IF(W48=\"\",\"\",W48*'2_メイン'!$Z$19/1000))","v":""},{"$f":"IF(K48=\"\",\"\",'3_床面積'!$X$35)","v":""},"","",{"$f":"IF(K48=\"\",\"\",'3_床面積'!$Y$35)","v":""},"","",{"$f":"IF(K48=\"\",\"\",IF(OR(H48=\"冷温水1次ポンプ\",H48=\"冷温水2次ポンプ\"),J48*K48*(1-SUMIF(L48:N48,\"○\",$AB$5:$AD$5))*SUMIF(O48:R48,\"○\",$AE$5:$AH$5)*(AA48+AD48)*'2_メイン'!$Z$19/1000,IF(OR(H48=\"冷却水ポンプ\",H48=\"冷水1次ポンプ\",H48=\"冷水2次ポンプ\"),J48*K48*(1-SUMIF(L48:N48,\"○\",$AB$5:$AD$5))*SUMIF(O48:R48,\"○\",$AE$5:$AH$5)*AA48*'2_メイン'!$Z$19/1000,IF(OR(H48=\"温水1次ポンプ\",H48=\"温水2次ポンプ\"),J48*K48*(1-SUMIF(L48:N48,\"○\",$AB$5:$AD$5))*SUMIF(O48:R48,\"○\",$AE$5:$AH$5)*AD48*'2_メイン'!$Z$19/1000,\"\"))))","v":""},{"$f":"IF(K48=\"\",\"\",IF(OR(H48=\"冷温水1次ポンプ\",H48=\"冷温水2次ポンプ\"),J48*K48*(AA48+AD48)*'2_メイン'!$Z$19/1000,IF(OR(H48=\"冷却水ポンプ\",H48=\"冷水1次ポンプ\",H48=\"冷水2次ポンプ\"),J48*K48*AA48*'2_メイン'!$Z$19/1000,IF(OR(H48=\"温水1次ポンプ\",H48=\"温水2次ポンプ\"),J48*K48*AD48*'2_メイン'!$Z$19/1000,\"\"))))","v":""},{"$f":"IF(AF48=\"\",\"\",AF48/'2_メイン'!$Z$19*1000)","v":""},null,null,null,{"$f":"IF(W48=\"\",\"\",W48*'2_メイン'!$Z$20)","v":""},{"$f":"IF(AG48=\"\",\"\",AG48*'2_メイン'!$Z$20)","v":""}]
[null,33,null,null,null,null,null,null,null,null,null,null,null,null,null,null,null,null,{"$f":"IF(K49=\"\",\"\",'3_床面積'!$X$36)","v":""},{"$f":"IF(K49=\"\",\"\",'3_床面積'!$Y$36)","v":""},null,null,"",{"$f":"IF(ISERROR(W49),\"\",IF(W49=\"\",\"\",W49*'2_メイン'!$Z$19/1000))","v":""},{"$f":"IF(K49=\"\",\"\",'3_床面積'!$X$35)","v":""},"","",{"$f":"IF(K49=\"\",\"\",'3_床面積'!$Y$35)","v":""},"","",{"$f":"IF(K49=\"\",\"\",IF(OR(H49=\"冷温水1次ポンプ\",H49=\"冷温水2次ポンプ\"),J49*K49*(1-SUMIF(L49:N49,\"○\",$AB$5:$AD$5))*SUMIF(O49:R49,\"○\",$AE$5:$AH$5)*(AA49+AD49)*'2_メイン'!$Z$19/1000,IF(OR(H49=\"冷却水ポンプ\",H49=\"冷水1次ポンプ\",H49=\"冷水2次ポンプ\"),J49*K49*(1-SUMIF(L49:N49,\"○\",$AB$5:$AD$5))*SUMIF(O49:R49,\"○\",$AE$5:$AH$5)*AA49*'2_メイン'!$Z$19/1000,IF(OR(H49=\"温水1次ポンプ\",H49=\"温水2次ポンプ\"),J49*K49*(1-SUMIF(L49:N49,\"○\",$AB$5:$AD$5))*SUMIF(O49:R49,\"○\",$AE$5:$AH$5)*AD49*'2_メイン'!$Z$19/1000,\"\"))))","v":""},{"$f":"IF(K49=\"\",\"\",IF(OR(H49=\"冷温水1次ポンプ\",H49=\"冷温水2次ポンプ\"),J49*K49*(AA49+AD49)*'2_メイン'!$Z$19/1000,IF(OR(H49=\"冷却水ポンプ\",H49=\"冷水1次ポンプ\",H49=\"冷水2次ポンプ\"),J49*K49*AA49*'2_メイン'!$Z$19/1000,IF(OR(H49=\"温水1次ポンプ\",H49=\"温水2次ポンプ\"),J49*K49*AD49*'2_メイン'!$Z$19/1000,\"\"))))","v":""},{"$f":"IF(AF49=\"\",\"\",AF49/'2_メイン'!$Z$19*1000)","v":""},null,null,null,{"$f":"IF(W49=\"\",\"\",W49*'2_メイン'!$Z$20)","v":""},{"$f":"IF(AG49=\"\",\"\",AG49*'2_メイン'!$Z$20)","v":""}]
[null,34,null,null,null,null,null,null,null,null,null,null,null,null,null,null,null,null,{"$f":"IF(K50=\"\",\"\",'3_床面積'!$X$36)","v":""},{"$f":"IF(K50=\"\",\"\",'3_床面積'!$Y$36)","v":""},null,null,"",{"$f":"IF(ISERROR(W50),\"\",IF(W50=\"\",\"\",W50*'2_メイン'!$Z$19/1000))","v":""},{"$f":"IF(K50=\"\",\"\",'3_床面積'!$X$35)","v":""},"","",{"$f":"IF(K50=\"\",\"\",'3_床面積'!$Y$35)","v":""},"","",{"$f":"IF(K50=\"\",\"\",IF(OR(H50=\"冷温水1次ポンプ\",H50=\"冷温水2次ポンプ\"),J50*K50*(1-SUMIF(L50:N50,\"○\",$AB$5:$AD$5))*SUMIF(O50:R50,\"○\",$AE$5:$AH$5)*(AA50+AD50)*'2_メイン'!$Z$19/1000,IF(OR(H50=\"冷却水ポンプ\",H50=\"冷水1次ポンプ\",H50=\"冷水2次ポンプ\"),J50*K50*(1-SUMIF(L50:N50,\"○\",$AB$5:$AD$5))*SUMIF(O50:R50,\"○\",$AE$5:$AH$5)*AA50*'2_メイン'!$Z$19/1000,IF(OR(H50=\"温水1次ポンプ\",H50=\"温水2次ポンプ\"),J50*K50*(1-SUMIF(L50:N50,\"○\",$AB$5:$AD$5))*SUMIF(O50:R50,\"○\",$AE$5:$AH$5)*AD50*'2_メイン'!$Z$19/1000,\"\"))))","v":""},{"$f":"IF(K50=\"\",\"\",IF(OR(H50=\"冷温水1次ポンプ\",H50=\"冷温水2次ポンプ\"),J50*K50*(AA50+AD50)*'2_メイン'!$Z$19/1000,IF(OR(H50=\"冷却水ポンプ\",H50=\"冷水1次ポンプ\",H50=\"冷水2次ポンプ\"),J50*K50*AA50*'2_メイン'!$Z$19/1000,IF(OR(H50=\"温水1次ポンプ\",H50=\"温水2次ポンプ\"),J50*K50*AD50*'2_メイン'!$Z$19/1000,\"\"))))","v":""},{"$f":"IF(AF50=\"\",\"\",AF50/'2_メイン'!$Z$19*1000)","v":""},null,null,null,{"$f":"IF(W50=\"\",\"\",W50*'2_メイン'!$Z$20)","v":""},{"$f":"IF(AG50=\"\",\"\",AG50*'2_メイン'!$Z$20)","v":""}]
[null,35,null,null,null,null,null,null,null,null,null,null,null,null,null,null,null,null,{"$f":"IF(K51=\"\",\"\",'3_床面積'!$X$36)","v":""},{"$f":"IF(K51=\"\",\"\",'3_床面積'!$Y$36)","v":""},null,null,"",{"$f":"IF(ISERROR(W51),\"\",IF(W51=\"\",\"\",W51*'2_メイン'!$Z$19/1000))","v":""},{"$f":"IF(K51=\"\",\"\",'3_床面積'!$X$35)","v":""},"","",{"$f":"IF(K51=\"\",\"\",'3_床面積'!$Y$35)","v":""},"","",{"$f":"IF(K51=\"\",\"\",IF(OR(H51=\"冷温水1次ポンプ\",H51=\"冷温水2次ポンプ\"),J51*K51*(1-SUMIF(L51:N51,\"○\",$AB$5:$AD$5))*SUMIF(O51:R51,\"○\",$AE$5:$AH$5)*(AA51+AD51)*'2_メイン'!$Z$19/1000,IF(OR(H51=\"冷却水ポンプ\",H51=\"冷水1次ポンプ\",H51=\"冷水2次ポンプ\"),J51*K51*(1-SUMIF(L51:N51,\"○\",$AB$5:$AD$5))*SUMIF(O51:R51,\"○\",$AE$5:$AH$5)*AA51*'2_メイン'!$Z$19/1000,IF(OR(H51=\"温水1次ポンプ\",H51=\"温水2次ポンプ\"),J51*K51*(1-SUMIF(L51:N51,\"○\",$AB$5:$AD$5))*SUMIF(O51:R51,\"○\",$AE$5:$AH$5)*AD51*'2_メイン'!$Z$19/1000,\"\"))))","v":""},{"$f":"IF(K51=\"\",\"\",IF(OR(H51=\"冷温水1次ポンプ\",H51=\"冷温水2次ポンプ\"),J51*K51*(AA51+AD51)*'2_メイン'!$Z$19/1000,IF(OR(H51=\"冷却水ポンプ\",H51=\"冷水1次ポンプ\",H51=\"冷水2次ポンプ\"),J51*K51*AA51*'2_メイン'!$Z$19/1000,IF(OR(H51=\"温水1次ポンプ\",H51=\"温水2次ポンプ\"),J51*K51*AD51*'2_メイン'!$Z$19/1000,\"\"))))","v":""},{"$f":"IF(AF51=\"\",\"\",AF51/'2_メイン'!$Z$19*1000)","v":""},null,null,null,{"$f":"IF(W51=\"\",\"\",W51*'2_メイン'!$Z$20)","v":""},{"$f":"IF(AG51=\"\",\"\",AG51*'2_メイン'!$Z$20)","v":""}]

{"sheet":"11_パッケージ (新設)","index":10,"n_rows":224,"n_cols":69,"rows_kept":224,"cut":false,"hidden":false,"merged":[[9,59,12,59],[7,60,7,62],[7,59,8,59],[6,27,6,28],[6,29,6,30],[11,34,13,34],[11,35,11,36],[12,36,13,36],[12,35,13,35],[189,23,189,24],[190,23,190,24],[11,33,13,33],[184,23,184,24],[185,23,185,24],[186,23,186,24],[187,23,187,24],[12,30,12,32],[183,23,183,24],[171,23,171,24],[174,23,174,24],[175,23,175,24],[176,23,176,24],[165,23,165,24],[166,23,166,24],[167,23,167,24],[168,23,168,24],[169,23,169,24],[170,23,170,24],[159,23,159,24],[160,23,160,24],[161,23,161,24],[172,23,172,24],[173,23,173,24],[162,23,162,24],[163,23,163,24],[191,23,191,24],[192,23,192,24],[193,23,193,24],[188,23,188,24],[177,23,177,24],[178,23,178,24],[179,23,179,24],[180,23,180,24],[181,23,181,24],[182,23,182,24],[200,23,200,24],[194,23,194,24],[195,23,195,24],[196,23,196,24],[197,23,197,24],[198,23,198,24],[199,23,199,24],[164,23,164,24],[153,23,153,24],[154,23,154,24],[155,23,155,24],[156,23,156,24],[157,23,157,24],[158,23,158,24],[147,23,147,24],[148,23,148,24],[149,23,149,24],[150,23,150,24],[151,23,151,24],[152,23,152,24],[141,23,141,24],[142,23,142,24],[143,23,143,24],[144,23,144,24],[145,23,145,24],[146,23,146,24],[135,23,135,24],[136,23,136,24],[137,23,137,24],[138,23,138,24],[139,23,139,24],[140,23,140,24],[129,23,129,24],[130,23,130,24],[131,23,131,24],[132,23,132,24],[133,23,133,24],[134,23,134,24],[123,23,123,24],[124,23,124,24],[125,23,125,24],[126,23,126,24],[127,23,127,24],[128,23,128,24],[117,23,117,24],[118,23,118,24],[119,23,119,24],[120,23,120,24],[121,23,121,24],[122,23,122,24],[111,23,111,24],[112,23,112,24],[113,23,113,24],[114,23,114,24],[115,23,115,24],[116,23,116,24],[105,23,105,24],[106,23,106,24],[107,23,107,24],[108,23,108,24],[109,23,109,24],[110,23,110,24],[100,23,100,24],[101,23,101,24],[102,23,102,24],[103,23,103,24],[104,23,104,24],[93,23,93,24],[94,23,94,24],[95,23,95,24],[96,23,96,24],[97,23,97,24],[98,23,98,24],[87,23,87,24],[88,23,88,24],[89,23,89,24],[90,23,90,24],[91,23,91,24],[92,23,92,24],[83,23,83,24],[84,23,84,24],[85,23,85,24],[86,23,86,24],[75,23,75,24],[76,23,76,24],[77,23,77,24],[78,23,78,24],[79,23,79,24],[80,23,80,24],[69,23,69,24],[70,23,70,24],[71,23,71,24],[72,23,72,24],[73,23,73,24],[74,23,74,24],[99,23,99,24],[66,23,66,24],[67,23,67,24],[68,23,68,24],[57,23,57,24],[58,23,58,24],[59,23,59,24],[60,23,60,24],[61,23,61,24],[62,23,62,24],[51,23,51,24],[52,23,52,24],[53,23,53,24],[54,23,54,24],[55,23,55,24],[56,23,56,24],[81,23,81,24],[82,23,82,24],[49,23,49,24],[50,23,50,24],[39,23,39,24],[40,23,40,24],[41,23,41,24],[42,23,42,24],[43,23,43,24],[44,23,44,24],[33,23,33,24],[34,23,34,24],[35,23,35,24],[36,23,36,24],[37,23,37,24],[38,23,38,24],[63,23,63,24],[64,23,64,24],[65,23,65,24],[27,23,27,24],[28,23,28,24],[29,23,29,24],[30,23,30,24],[31,23,31,24],[32,23,32,24],[25,23,25,24],[26,23,26,24],[199,13,199,14],[200,13,200,14],[10,23,13,24],[14,23,14,24],[15,23,15,24],[16,23,16,24],[17,23,17,24],[18,23,18,24],[19,23,19,24],[20,23,20,24],[193,13,193,14],[194,13,194,14],[195,13,195,14],[196,13,196,14],[45,23,45,24],[46,23,46,24],[47,23,47,24],[48,23,48,24],[197,13,197,14],[198,13,198,14],[187,13,187,14],[188,13,188,14],[189,13,189,14],[190,13,190,14],[192,13,192,14],[181,13,181,14],[182,13,182,14],[183,13,183,14],[184,13,184,14],[185,13,185,14],[186,13,186,14],[175,13,175,14],[176,13,176,14],[177,13,177,14],[178,13,178,14],[179,13,179,14],[180,13,180,14],[169,13,169,14],[170,13,170,14],[171,13,171,14],[172,13,172,14],[173,13,173,14],[174,13,174,14],[163,13,163,14],[164,13,164,14],[165,13,165,14],[166,13,166,14],[151,13,151,14],[152,13,152,14],[153,13,153,14],[154,13,154,14],[167,13,167,14],[168,13,168,14],[157,13,157,14],[158,13,158,14],[159,13,159,14],[160,13,160,14],[161,13,161,14],[162,13,162,14],[155,13,155,14],[156,13,156,14],[145,13,145,14],[146,13,146,14],[147,13,147,14],[148,13,148,14],[133,13,133,14],[134,13,134,14],[135,13,135,14],[136,13,136,14],[149,13,149,14],[150,13,150,14],[139,13,139,14],[140,13,140,14],[141,13,141,14],[142,13,142,14],[143,13,143,14],[144,13,144,14],[137,13,137,14],[138,13,138,14],[127,13,127,14],[128,13,128,14],[129,13,129,14],[130,13,130,14],[115,13,115,14],[116,13,116,14],[117,13,117,14],[118,13,118,14],[131,13,131,14],[132,13,132,14],[121,13,121,14],[122,13,122,14],[123,13,123,14],[124,13,124,14],[125,13,125,14],[126,13,126,14],[119,13,119,14],[120,13,120,14],[109,13,109,14],[110,13,110,14],[111,13,111,14],[112,13,112,14],[97,13,97,14],[98,13,98,14],[99,13,99,14],[100,13,100,14],[113,13,113,14],[114,13,114,14],[103,13,103,14],[104,13,104,14],[105,13,105,14],[106,13,106,14],[107,13,107,14],[108,13,108,14],[101,13,101,14],[102,13,102,14],[91,13,91,14],[92,13,92,14],[93,13,93,14],[94,13,94,14],[79,13,79,14],[80,13,80,14],[81,13,81,14],[82,13,82,14],[95,13,95,14],[96,13,96,14],[85,13,85,14],[86,13,86,14],[87,13,87,14],[88,13,88,14],[89,13,89,14],[90,13,90,14],[83,13,83,14],[84,13,84,14],[52,13,52,14],[53,13,53,14],[54,13,54,14],[45,13,45,14],[46,13,46,14],[47,13,47,14],[48,13,48,14],[37,13,37,14],[38,13,38,14],[39,13,39,14],[40,13,40,14],[41,13,41,14],[42,13,42,14],[69,13,69,14],[70,13,70,14],[71,13,71,14],[72,13,72,14],[62,13,62,14],[63,13,63,14],[64,13,64,14],[65,13,65,14],[66,13,66,14],[68,13,68,14],[43,13,43,14],[44,13,44,14],[7,8,8,12],[7,16,8,20],[14,4,14,6],[15,4,15,6],[16,4,16,6],[14,7,14,8],[8,1,9,4],[10,2,13,2],[15,7,15,8],[16,7,16,8],[23,4,23,6],[24,4,24,6],[25,4,25,6],[26,4,26,6],[27,4,27,6],[28,4,28,6],[18,4,18,6],[19,4,19,6],[20,4,20,6],[21,4,21,6],[22,4,22,6],[22,7,22,8],[20,7,20,8],[21,7,21,8],[28,13,28,14],[27,7,27,8],[28,7,28,8],[19,13,19,14],[20,13,20,14],[21,13,21,14],[22,13,22,14],[23,13,23,14],[36,13,36,14],[61,13,61,14],[73,13,73,14],[74,13,74,14],[75,13,75,14],[76,13,76,14],[77,13,77,14],[78,13,78,14],[67,13,67,14],[10,1,13,1],[17,4,17,6],[10,13,10,16],[10,12,13,12],[33,7,33,8],[34,7,34,8],[10,3,13,3],[29,4,29,6],[30,4,30,6],[31,4,31,6],[29,13,29,14],[29,7,29,8],[30,13,30,14],[24,13,24,14],[55,13,55,14],[56,13,56,14],[57,13,57,14],[58,13,58,14],[59,13,59,14],[60,13,60,14],[49,13,49,14],[50,13,50,14],[51,13,51,14],[169,7,169,8],[170,7,170,8],[159,7,159,8],[160,7,160,8],[161,7,161,8],[162,7,162,8],[163,7,163,8],[164,7,164,8],[153,7,153,8],[154,7,154,8],[155,7,155,8],[156,7,156,8],[157,7,157,8],[158,7,158,8],[198,7,198,8],[33,13,33,14],[34,13,34,14],[35,13,35,14],[165,7,165,8],[166,7,166,8],[167,7,167,8],[168,7,168,8],[151,7,151,8],[152,7,152,8],[146,7,146,8],[135,7,135,8],[136,7,136,8],[137,7,137,8],[138,7,138,8],[139,7,139,8],[140,7,140,8],[129,7,129,8],[117,7,117,8],[118,7,118,8],[119,7,119,8],[120,7,120,8],[121,7,121,8],[122,7,122,8],[199,7,199,8],[200,7,200,8],[189,7,189,8],[190,7,190,8],[191,7,191,8],[192,7,192,8],[195,7,195,8],[194,7,194,8],[196,7,196,8],[197,7,197,8],[177,7,177,8],[178,7,178,8],[179,7,179,8],[180,7,180,8],[181,7,181,8],[182,7,182,8],[171,7,171,8],[172,7,172,8],[173,7,173,8],[174,7,174,8],[175,7,175,8],[176,7,176,8],[183,7,183,8],[184,7,184,8],[185,7,185,8],[186,7,186,8],[130,7,130,8],[131,7,131,8],[132,7,132,8],[133,7,133,8],[134,7,134,8],[147,7,147,8],[142,7,142,8],[143,7,143,8],[144,7,144,8],[145,7,145,8],[148,7,148,8],[149,7,149,8],[150,7,150,8],[123,7,123,8],[124,7,124,8],[125,7,125,8],[126,7,126,8],[127,7,127,8],[128,7,128,8],[141,7,141,8],[111,7,111,8],[112,7,112,8],[113,7,113,8],[114,7,114,8],[115,7,115,8],[116,7,116,8],[105,7,105,8],[106,7,106,8],[107,7,107,8],[108,7,108,8],[109,7,109,8],[110,7,110,8],[99,7,99,8],[100,7,100,8],[101,7,101,8],[102,7,102,8],[103,7,103,8],[104,7,104,8],[93,7,93,8],[94,7,94,8],[95,7,95,8],[96,7,96,8],[97,7,97,8],[98,7,98,8],[87,7,87,8],[88,7,88,8],[89,7,89,8],[90,7,90,8],[91,7,91,8],[92,7,92,8],[81,7,81,8],[82,7,82,8],[83,7,83,8],[84,7,84,8],[85,7,85,8],[86,7,86,8],[45,7,45,8],[46,7,46,8],[47,7,47,8],[48,7,48,8],[49,7,49,8],[50,7,50,8],[75,7,75,8],[76,7,76,8],[77,7,77,8],[78,7,78,8],[79,7,79,8],[80,7,80,8],[69,7,69,8],[70,7,70,8],[71,7,71,8],[72,7,72,8],[73,7,73,8],[74,7,74,8],[63,7,63,8],[64,7,64,8],[65,7,65,8],[66,7,66,8],[67,7,67,8],[68,7,68,8],[57,7,57,8],[58,7,58,8],[59,7,59,8],[60,7,60,8],[61,7,61,8],[62,7,62,8],[51,7,51,8],[52,7,52,8],[10,4,13,6],[196,4,196,6],[189,4,189,6],[190,4,190,6],[179,4,179,6],[191,4,191,6],[192,4,192,6],[193,4,193,6],[194,4,194,6],[195,4,195,6],[185,4,185,6],[186,4,186,6],[187,4,187,6],[188,4,188,6],[180,4,180,6],[181,4,181,6],[182,4,182,6],[183,4,183,6],[184,4,184,6],[173,4,173,6],[174,4,174,6],[175,4,175,6],[176,4,176,6],[177,4,177,6],[178,4,178,6],[167,4,167,6],[168,4,168,6],[169,4,169,6],[170,4,170,6],[171,4,171,6],[172,4,172,6],[161,4,161,6],[162,4,162,6],[163,4,163,6],[164,4,164,6],[165,4,165,6],[166,4,166,6],[155,4,155,6],[156,4,156,6],[157,4,157,6],[158,4,158,6],[159,4,159,6],[160,4,160,6],[149,4,149,6],[150,4,150,6],[151,4,151,6],[152,4,152,6],[153,4,153,6],[154,4,154,6],[143,4,143,6],[144,4,144,6],[145,4,145,6],[146,4,146,6],[147,4,147,6],[148,4,148,6],[137,4,137,6],[138,4,138,6],[139,4,139,6],[140,4,140,6],[141,4,141,6],[142,4,142,6],[131,4,131,6],[132,4,132,6],[133,4,133,6],[134,4,134,6],[135,4,135,6],[136,4,136,6],[125,4,125,6],[126,4,126,6],[127,4,127,6],[128,4,128,6],[129,4,129,6],[130,4,130,6],[119,4,119,6],[120,4,120,6],[121,4,121,6],[122,4,122,6],[123,4,123,6],[124,4,124,6],[113,4,113,6],[114,4,114,6],[115,4,115,6],[116,4,116,6],[117,4,117,6],[118,4,118,6],[107,4,107,6],[108,4,108,6],[109,4,109,6],[110,4,110,6],[111,4,111,6],[112,4,112,6],[101,4,101,6],[102,4,102,6],[103,4,103,6],[104,4,104,6],[105,4,105,6],[106,4,106,6],[95,4,95,6],[96,4,96,6],[97,4,97,6],[98,4,98,6],[99,4,99,6],[100,4,100,6],[89,4,89,6],[90,4,90,6],[91,4,91,6],[92,4,92,6],[93,4,93,6],[94,4,94,6],[83,4,83,6],[84,4,84,6],[85,4,85,6],[86,4,86,6],[87,4,87,6],[88,4,88,6],[77,4,77,6],[78,4,78,6],[79,4,79,6],[80,4,80,6],[81,4,81,6],[82,4,82,6],[71,4,71,6],[72,4,72,6],[73,4,73,6],[74,4,74,6],[75,4,75,6],[76,4,76,6],[65,4,65,6],[66,4,66,6],[67,4,67,6],[68,4,68,6],[69,4,69,6],[70,4,70,6],[43,7,43,8],[59,4,59,6],[60,4,60,6],[61,4,61,6],[62,4,62,6],[63,4,63,6],[64,4,64,6],[53,4,53,6],[54,4,54,6],[55,4,55,6],[56,4,56,6],[57,4,57,6],[58,4,58,6],[47,4,47,6],[48,4,48,6],[49,4,49,6],[50,4,50,6],[51,4,51,6],[52,4,52,6],[44,7,44,8],[53,7,53,8],[54,7,54,8],[55,7,55,8],[56,7,56,8],[30,7,30,8],[31,7,31,8],[32,7,32,8],[23,7,23,8],[24,7,24,8],[25,7,25,8],[27,13,27,14],[35,7,35,8],[36,7,36,8],[41,4,41,6],[39,7,39,8],[40,7,40,8],[41,7,41,8],[40,4,40,6],[45,4,45,6],[46,4,46,6],[35,4,35,6],[36,4,36,6],[37,4,37,6],[38,4,38,6],[39,4,39,6],[42,4,42,6],[43,4,43,6],[32,4,32,6],[33,4,33,6],[34,4,34,6],[31,13,31,14],[32,13,32,14],[44,4,44,6],[37,7,37,8],[38,7,38,8],[42,7,42,8],[12,17,12,18],[12,19,12,20],[10,25,12,26],[11,13,13,14],[17,7,17,8],[18,7,18,8],[19,7,19,8],[10,9,13,9],[10,7,13,8],[15,15,15,16],[16,15,16,16],[17,15,17,16],[18,15,18,16],[19,15,19,16],[15,13,15,14],[16,13,16,14],[17,13,17,14],[27,15,27,16],[28,15,28,16],[29,15,29,16],[30,15,30,16],[31,15,31,16],[32,15,32,16],[33,15,33,16],[34,15,34,16],[35,15,35,16],[36,15,36,16],[37,15,37,16],[0,49,0,51],[0,52,0,53],[1,49,1,50],[1,51,2,51],[1,52,2,52],[1,53,2,53],[20,15,20,16],[21,15,21,16],[22,15,22,16],[23,15,23,16],[26,7,26,8],[0,48,2,48],[11,15,13,16],[14,15,14,16],[24,15,24,16],[25,15,25,16],[26,15,26,16],[25,13,25,14],[26,13,26,14],[11,38,13,38],[21,23,21,24],[22,23,22,24],[23,23,23,24],[24,23,24,24],[18,13,18,14],[14,13,14,14],[11,39,13,39],[12,27,12,28],[10,11,13,11],[10,10,13,10],[10,17,11,20],[10,21,13,22],[38,15,38,16],[39,15,39,16],[40,15,40,16],[41,15,41,16],[42,15,42,16],[43,15,43,16],[44,15,44,16],[45,15,45,16],[46,15,46,16],[47,15,47,16],[48,15,48,16],[49,15,49,16],[50,15,50,16],[51,15,51,16],[52,15,52,16],[53,15,53,16],[54,15,54,16],[55,15,55,16],[56,15,56,16],[57,15,57,16],[58,15,58,16],[59,15,59,16],[60,15,60,16],[61,15,61,16],[62,15,62,16],[63,15,63,16],[64,15,64,16],[65,15,65,16],[66,15,66,16],[67,15,67,16],[68,15,68,16],[69,15,69,16],[70,15,70,16],[71,15,71,16],[72,15,72,16],[73,15,73,16],[74,15,74,16],[75,15,75,16],[76,15,76,16],[77,15,77,16],[78,15,78,16],[79,15,79,16],[80,15,80,16],[81,15,81,16],[82,15,82,16],[83,15,83,16],[84,15,84,16],[85,15,85,16],[86,15,86,16],[87,15,87,16],[88,15,88,16],[89,15,89,16],[90,15,90,16],[91,15,91,16],[92,15,92,16],[93,15,93,16],[94,15,94,16],[95,15,95,16],[96,15,96,16],[97,15,97,16],[98,15,98,16],[99,15,99,16],[100,15,100,16],[101,15,101,16],[102,15,102,16],[103,15,103,16],[104,15,104,16],[105,15,105,16],[106,15,106,16],[107,15,107,16],[108,15,108,16],[109,15,109,16],[110,15,110,16],[111,15,111,16],[112,15,112,16],[113,15,113,16],[114,15,114,16],[115,15,115,16],[116,15,116,16],[117,15,117,16],[118,15,118,16],[119,15,119,16],[120,15,120,16],[121,15,121,16],[122,15,122,16],[123,15,123,16],[124,15,124,16],[125,15,125,16],[126,15,126,16],[127,15,127,16],[128,15,128,16],[129,15,129,16],[130,15,130,16],[131,15,131,16],[132,15,132,16],[133,15,133,16],[134,15,134,16],[135,15,135,16],[136,15,136,16],[137,15,137,16],[138,15,138,16],[139,15,139,16],[140,15,140,16],[141,15,141,16],[142,15,142,16],[143,15,143,16],[144,15,144,16],[145,15,145,16],[173,15,173,16],[174,15,174,16],[175,15,175,16],[176,15,176,16],[177,15,177,16],[178,15,178,16],[179,15,179,16],[150,15,150,16],[151,15,151,16],[152,15,152,16],[153,15,153,16],[154,15,154,16],[155,15,155,16],[156,15,156,16],[157,15,157,16],[158,15,158,16],[159,15,159,16],[160,15,160,16],[161,15,161,16],[162,15,162,16],[203,4,203,6],[204,4,204,6],[205,4,205,6],[206,4,206,6],[207,4,207,6],[208,4,208,6],[201,15,201,16],[202,15,202,16],[203,15,203,16],[204,15,204,16],[205,15,205,16],[206,15,206,16],[207,15,207,16],[208,15,208,16],[184,15,184,16],[185,15,185,16],[199,15,199,16],[200,15,200,16],[193,15,193,16],[194,15,194,16],[195,15,195,16],[196,15,196,16],[197,15,197,16],[198,15,198,16],[197,4,197,6],[198,4,198,6],[199,4,199,6],[200,4,200,6],[193,7,193,8],[187,7,187,8],[188,7,188,8],[191,13,191,14],[1,63,1,64],[3,60,3,62],[181,15,181,16],[182,15,182,16],[183,15,183,16],[0,66,0,71],[11,37,13,37],[192,15,192,16],[186,15,186,16],[187,15,187,16],[188,15,188,16],[189,15,189,16],[190,15,190,16],[191,15,191,16],[180,15,180,16],[201,4,201,6],[202,4,202,6],[0,54,0,56],[163,15,163,16],[164,15,164,16],[165,15,165,16],[166,15,166,16],[167,15,167,16],[146,15,146,16],[147,15,147,16],[148,15,148,16],[149,15,149,16],[168,15,168,16],[169,15,169,16],[170,15,170,16],[171,15,171,16],[172,15,172,16],[201,7,201,8],[202,7,202,8]],"merged_total":1101,"flags":["merged_cut"]}
[null,null,null,null,null,null,null,null,null,null,null,null,null,null,null,null,null,null,null,null,null,null,null,null,null,null,null,null,null,null,null,null,null,null,null,null,null,"■運転時間←オプション入力シートを参照",null,null,null,null,"■係数テーブル←メイン入力シートの係数を参照",null,null,null,null,null,null,"EHP",null,null,null,null,"空調系システムの統合的評価",null,null,null,null,null,"PAC","撤去容量","新設容量","撤去容量/新設容量",null,null,"熱源補機等の撤去推定"]
[null,null,"色欄については、文字又は数値を入力",null,null,null,null,null,null,null,null,null,null,null,null,null,null,null,null,null,null,null,null,null,null,null,null,null,null,null,null,null,null,null,null,null,null,null,"冷房","暖房","冷房","暖房","電気","都市ガス","LPG",null,null,null,null,"対策後",null,"対策前","対策後\n（1次エネ）","対策前",null,"改修前","改修後",null,null,null,null,{"$f":"IF('23_パッケージ (撤去) '!Y9>0,SUM('23_パッケージ (撤去) '!AA14:AA223),IF('11_パッケージ (新設)'!O9=\"\",0,'11_パッケージ (新設)'!O9))","v":0},{"$f":"SUM(AL15:AL224)","v":0},{"$f":"BJ2/BK2","v":{"$error":"#DIV/0!"}},null,null,"ポンプ","冷却塔","空調機"]
[null,null,"色欄については、プルダウンメニューから選択",null,null,null,null,null,null,null,null,null,null,null,null,null,null,null,null,null,null,null,null,null,null,null,null,null,null,null,null,null,null,null,null,null,null,"事務所",{"$f":"'3_床面積'!Z27*'3_床面積'!V27/('3_床面積'!V27+'3_床面積'!W27)","v":1900},{"$f":"'3_床面積'!Z27*'3_床面積'!W27/('3_床面積'!V27+'3_床面積'!W27)","v":950},{"$f":"'3_床面積'!V27","v":800},{"$f":"'3_床面積'!W27","v":400},{"$f":"'2_メイン'!Z20","v":9.76},{"$f":"'2_メイン'!AA20","v":45},{"$f":"'2_メイン'!AC20","v":50.8},null,null,null,null,"2次ｴﾈ","1次エネ",null,null,null,"熱源",{"$f":"IF('20_熱源機器（撤去） '!AA9>0,'20_熱源機器（撤去） '!AA9,'11_パッケージ (新設)'!BE8)","v":""},{"$f":"IF('8_熱源機器（新設）'!AA9=\"\",\"\",'8_熱源機器（新設）'!AA9)","v":0},{"$f":"IF(G9=\"○\",1,0)","v":0},null,null,"熱源",null,{"$f":"IF('8_熱源機器（新設）'!AA9>0,'8_熱源機器（新設）'!BA12,0)","v":0},null,null,null,0.3,0.17,0.46]
[null,null,"色欄については、任意記入とし、文字又は数値を入力",null,null,null,null,null,null,null,null,null,null,null,null,null,null,null,null,null,null,null,null,null,null,null,null,null,"○",null,null,null,null,null,null,null,null,"商業施設（物販）",{"$f":"'3_床面積'!Z28*'3_床面積'!V28/('3_床面積'!V28+'3_床面積'!W28)","v":1968.9230769230769},{"$f":"'3_床面積'!Z28*'3_床面積'!W28/('3_床面積'!V28+'3_床面積'!W28)","v":875.07692307692309},{"$f":"'3_床面積'!V28","v":900},{"$f":"'3_床面積'!W28","v":400},{"$f":"'2_メイン'!Z19","v":0.48899999999999999},{"$f":"'2_メイン'!AA19","v":2.2440000000000002},{"$f":"'2_メイン'!AC19","v":2.9651656441717793},null,null,null,"APF",4.4000000000000004,1.6,1.1000000000000001,1.6,1.1000000000000001,"PAC",{"$f":"IF('23_パッケージ (撤去) '!Y9>0,'23_パッケージ (撤去) '!Y9,AC9*BL2)","v":{"$error":"#DIV/0!"}},{"$f":"AB9","v":0},"削減量　仕分け",null,null,"熱源とPACの新設容量比",null,null,{"$f":"BK3/(BK2*2+BK3)","v":{"$error":"#DIV/0!"}},{"$f":"1-BL4","v":{"$error":"#DIV/0!"}},null,{"$f":"IF('22空調用ポンプ (撤去)'!U8>0,'22空調用ポンプ (撤去)'!U8,BF8*BO3)","v":{"$error":"#VALUE!"}},{"$f":"IF('21_冷却塔（撤去）'!U9>0,'21_冷却塔（撤去）'!U9,BF8*BP3)","v":{"$error":"#VALUE!"}},{"$f":"IF('24_空調機（撤去）'!Q9>0,'24_空調機（撤去）'!Q9,BF8*BQ3)","v":{"$error":"#VALUE!"}}]
[null,null,"色欄については、入力の間違いや未記入の状態などエラーを示す。",null,null,null,null,null,null,null,null,null,null,null,null,null,null,null,null,null,null,null,null,null,null,null,null,null,null,null,null,null,null,null,null,null,null,"商業施設（飲食）",{"$f":"'3_床面積'!Z29*'3_床面積'!V29/('3_床面積'!V29+'3_床面積'!W29)","v":2574},{"$f":"'3_床面積'!Z29*'3_床面積'!W29/('3_床面積'!V29+'3_床面積'!W29)","v":1287},{"$f":"'3_床面積'!V29","v":1000},{"$f":"'3_床面積'!W29","v":500},"■電算室　全負荷相当運転時間　標準値",null,null,null,null,null,"COP",3.5,1.3,0.9,1.3,0.9,"計",{"$f":"BD3+BD4","v":{"$error":"#VALUE!"}},{"$f":"BE3+BE4","v":0},"熱源","PAC"]
[null,null,null,null,null,null,null,null,null,null,null,null,null,null,null,null,null,null,null,null,null,null,null,null,null,null,null,null,null,null,null,null,null,null,null,null,null,"宿泊施設",{"$f":"'3_床面積'!Z30*'3_床面積'!V30/('3_床面積'!V30+'3_床面積'!W30)","v":2322.7272727272725},{"$f":"'3_床面積'!Z30*'3_床面積'!W30/('3_床面積'!V30+'3_床面積'!W30)","v":2787.2727272727275},{"$f":"'3_床面積'!V30","v":1000},{"$f":"'3_床面積'!W30","v":1200},2700,"h←全負荷相当運転時間",null,null,null,null,null,null,null,null,null,null,null,null,{"$f":"BD5-BE5","v":{"$error":"#VALUE!"}},{"$f":"BE6*BL4","v":{"$error":"#VALUE!"}},{"$f":"BE6*BM4","v":{"$error":"#VALUE!"}}]
[null,"高効率パッケージ形空調機の導入（新設）",null,null,null,null,null,null,null,null,null,null,null,null,null,null,null,null,null,null,null,null,null,null,"No.11",null,null,"CO2",null,"一次エネルギー",null,"電気",null,"都市ガス",null,"LPG",null,"教育施設",{"$f":"'3_床面積'!Z31*'3_床面積'!V31/('3_床面積'!V31+'3_床面積'!W31)","v":888.88888888888891},{"$f":"'3_床面積'!Z31*'3_床面積'!W31/('3_床面積'!V31+'3_床面積'!W31)","v":1111.1111111111111},{"$f":"'3_床面積'!V31","v":400},{"$f":"'3_床面積'!W31","v":500},8760,"h←運転時間",null,null,null,null,"電算室用",0.6,null,null,null,null,null,"kwh","t-CO2","熱源排出量"]
[null,null,null,null,null,null,null,null,"パッケージ(撤去)シートに撤去機器を入力しない場合は、撤去するパッケージ形空調機の合計値[kW]を入力する。",null,null,null,null,null,"冷房",null,"熱源機器(撤去)シートに撤去機器を入力しない場合は、撤去する熱源機器の合計値[kW]を入力する。",null,null,null,null,null,"冷凍","加熱",null,null,null,"新設","撤去","新設","撤去","新設","撤去","新設","撤去","新設","撤去","医療施設",{"$f":"'3_床面積'!Z32*'3_床面積'!V32/('3_床面積'!V32+'3_床面積'!W32)","v":2689.4736842105262},{"$f":"'3_床面積'!Z32*'3_床面積'!W32/('3_床面積'!V32+'3_床面積'!W32)","v":2420.5263157894738},{"$f":"'3_床面積'!V32","v":1000},{"$f":"'3_床面積'!W32","v":900},null,0.9,1.1000000000000001,0.6,null,"■都市ガス種別",null,null,null,null,null,null,"熱源改修前",{"$f":"W9*'3_床面積'!$V$35/(0.9*'2_メイン'!$Z$20/3.6)+'11_パッケージ (新設)'!X9*'3_床面積'!$W$35/(0.8*'2_メイン'!$Z$20/3.6)","v":{"$error":"#VALUE!"}},{"$f":"IF(ISERROR(BD8),\"\",IF(BD8=\"\",\"\",BD8*'2_メイン'!$Z$19/1000))","v":""},{"$f":"IF('20_熱源機器（撤去） '!AA9>0,'20_熱源機器（撤去） '!AA9,BE8)","v":""},null,null,"空調系システムの統合的評価"]
[null,"熱源機器をパッケージ形空調機に更新する場合は○印を選択",null,null,null,"→",null,null,null,null,null,null,null,"→",null,null,null,null,null,null,null,"→",null,null,null,null,null,{"$f":"SUM(X15:Y224)","v":0},{"$f":"SUM(AG15:AG224)","v":0},{"$f":"SUM(Z15:Z224)","v":0},{"$f":"SUM(AA15:AA224)","v":0},{"$f":"SUMIF(M15:M224,$AQ$2,V15:V224)","v":0},{"$f":"SUMIF(M15:M224,$AQ$2,AE15:AE224)","v":0},{"$f":"SUMIF(M15:M224,$AR$2,V15:V224)/HLOOKUP(AZ9,AV9:AW10,2,FALSE)","v":0},{"$f":"SUMIF(M15:M224,$AR$2,AE15:AE224)/HLOOKUP(AZ9,AV9:AW10,2,FALSE)","v":0},{"$f":"SUMIF(M15:M224,$AS$2,V15:V224)","v":0},{"$f":"SUMIF(M15:M224,$AS$2,AE15:AE224)","v":0},"文化・娯楽施設",{"$f":"'3_床面積'!Z33*'3_床面積'!V33/('3_床面積'!V33+'3_床面積'!W33)","v":2574},{"$f":"'3_床面積'!Z33*'3_床面積'!W33/('3_床面積'!V33+'3_床面積'!W33)","v":1287},{"$f":"'3_床面積'!V33","v":1000},{"$f":"'3_床面積'!W33","v":500},"■種別",null,null,null,null,"中圧ガス","低圧ガス",null,"ガス種別判定",{"$f":"IF(COUNTIF('5_エネルギー使用量 (都市ガス) '!E12:E111,'11_パッケージ (新設)'!$AV$9)>0,'11_パッケージ (新設)'!AV9,'11_パッケージ (新設)'!AW9)","v":"低圧ガス"},null,null,null,"改修前","改修後",null,null,null,null,"改修前","改修後"]
[null,null,null,null,null,null,null,null,null,null,null,null,null,null,null,null,null,null,null,null,null,null,null,null,null,null,null,null,null,null,null,null,null,null,null,null,null,"その他",{"$f":"'3_床面積'!Z34*'3_床面積'!V34/('3_床面積'!V34+'3_床面積'!W34)","v":1900},{"$f":"'3_床面積'!Z34*'3_床面積'!W34/('3_床面積'!V34+'3_床面積'!W34)","v":950},{"$f":"'3_床面積'!V34","v":800},{"$f":"'3_床面積'!W34","v":400},"EHP","GHP","電算室用",null,null,0.95699999999999996,0.96699999999999997,null,null,null,null,null,"熱源",{"$f":"IF('20_熱源機器（撤去） '!AB9>0,'20_熱源機器（撤去） '!AB9,'11_パッケージ (新設)'!BD12)","v":{"$error":"#VALUE!"}},{"$f":"IF('8_熱源機器（新設）'!AC9=\"\",\"\",'8_熱源機器（新設）'!AC9)","v":0},null,null,"熱源","CO2",{"$f":"IF('20_熱源機器（撤去） '!AA9>0,'20_熱源機器（撤去） '!AA9,'11_パッケージ (新設)'!BE8)","v":""},{"$f":"IF('8_熱源機器（新設）'!AA9=\"\",\"\",'8_熱源機器（新設）'!AA9)","v":0}]
[null,"No.","機器記号","機器名称","室用途",null,null,"種別",null,"冷房\n能力\n[kW]","暖房\n能力\n[kW]","台数","ｴﾈﾙｷﾞｰ種別","高効率機器",null,null,null,"年間運転時間\n[h/年]",null,null,null,"年間\nエネルギー\n消費量",null,"年間CO2\n排出量\n[t-CO2/年]",null,"年間一次エネルギー\n消費量\n[MJ/年]",null,null,null,null,null,null,null,null,null,null,null,null,null,null,null,null,null,null,null,null,null,null,null,null,null,null,null,null,"PAC",{"$f":"IF('23_パッケージ (撤去) '!Z9>0,'23_パッケージ (撤去) '!Z9,AE9*BL2)","v":{"$error":"#DIV/0!"}},{"$f":"AD9","v":0},null,null,null,"MJ",{"$f":"IFERROR(BJ12*'2_メイン'!Z20+'11_パッケージ (新設)'!BJ13*'2_メイン'!AA20,0)","v":0},{"$f":"IFERROR(BK12*'2_メイン'!AA20+'11_パッケージ (新設)'!BK13*'2_メイン'!AB20,0)","v":0}]
[null,null,null,null,null,null,null,null,null,null,null,null,null,"通年ｴﾈﾙｷﾞｰ\n消費効率\nAPF",null,"定格COP",null,null,null,null,null,null,null,null,null,null,null,null,null,null,null,"計",{"$f":"SUMIF(#REF!,\"○\",AG15:AG201)","v":{"$error":"#REF!"}},"電算室","その他","省エネ率",null,"容量","省エネ率\nCOP","省エネ率\n採用","ガス換算後\n使用量\n",null,null,null,null,null,null,null,null,null,null,null,null,null,"熱源改修前",{"$f":"(W9*'3_床面積'!$V$35/(0.9*'2_メイン'!$Z$20/3.6)+'11_パッケージ (新設)'!X9*'3_床面積'!$W$35/(0.8*'2_メイン'!$Z$20/3.6))*'2_メイン'!$Z$20","v":{"$error":"#VALUE!"}},"MJ",null,null,null,"kWh",{"$f":"IF('20_熱源機器（撤去） '!AC9>0,'20_熱源機器（撤去） '!AC9,IFERROR('11_パッケージ (新設)'!BJ10*1000/'2_メイン'!Z19,0))","v":0},{"$f":"IF('8_熱源機器（新設）'!AE9>0,'8_熱源機器（新設）'!AE9,0)","v":0}]
[null,null,null,null,null,null,null,null,null,null,null,null,null,null,null,null,null,"標準値",null,"想定値",null,null,null,null,null,null,null,"全負荷相当運転時間",null,"省エネ率","改修前（推定）",null,null,null,null,"その他\nAPF","電算室用",null,null,null,null,null,null,null,null,null,null,null,null,null,null,null,null,null,null,null,null,null,null,null,"N㎥",{"$f":"IF('20_熱源機器（撤去） '!AD9>0,'20_熱源機器（撤去） '!AD9,0)","v":0},{"$f":"IF('8_熱源機器（新設）'!AG9>0,'8_熱源機器（新設）'!AG9,0)","v":0}]
[null,null,null,null,null,null,null,null,null,null,null,null,null,null,null,null,null,"冷房","暖房","冷房","暖房",null,null,null,null,"新設","更新前","冷房","暖房",null,"使用量","単位","CO2"]
[null,1,null,null,null,null,null,null,null,null,null,null,null,null,null,null,null,{"$f":"IF(H15=\"電算室用\",$AQ$7,IF(AND(N15=\"\",P15=\"\"),\"\",VLOOKUP('11_パッケージ (新設)'!E15,'11_パッケージ (新設)'!$AL$3:$AM$10,2,FALSE)))","v":""},{"$f":"IF(H15=\"電算室用\",\"\",IF(AND(N15=\"\",P15=\"\"),\"\",VLOOKUP('11_パッケージ (新設)'!E15,$AL$3:$AN$10,3,FALSE)))","v":""},null,null,{"$f":"IF(AND(N15=\"\",P15=\"\"),\"\",IF(H15=\"電算室用\",AH15,AI15))","v":""},{"$f":"IF(M15=\"\",\"\",IF(M15=\"電気\",\"kWh/年\",IF(M15=\"都市ガス\",\"Nm3/年\",\"kg/年\")))","v":""},{"$f":"IF(V15=\"\",\"\",V15*HLOOKUP(M15,$AQ$2:$AS$4,3,FALSE)/1000)","v":""},null,{"$f":"IF(V15=\"\",\"\",V15*HLOOKUP(M15,$AQ$2:$AS$4,2,FALSE))","v":""},{"$f":"IF(AE15=\"\",\"\",AE15*HLOOKUP(M15,$AQ$2:$AS$3,2,FALSE))","v":""},{"$f":"IFERROR(IF(H15=\"電算室用\",IF(T15=\"\",$AQ$6,$AQ$6*T15/R15),IF(T15=\"\",R15,T15)/R15*VLOOKUP(E15,$AL$3:$AP$10,4,FALSE)),0)","v":0},{"$f":"IFERROR(IF(H15=\"電算室用\",0,IF(U15=\"\",S15,U15)/S15*VLOOKUP(E15,$AL$3:$AP$10,5,FALSE)),0)","v":0},{"$f":"IF(M15=\"\",\"\",IF(H15=\"電算室用\",AK15,AN15))","v":""},{"$f":"IF(V15=\"\",\"\",IF(H15=\"電算室用\",AH15/(1-AD15),AI15)/(1-AD15))","v":""},{"$f":"IF(M15=\"\",\"\",IF(M15=\"電気\",\"kWh/年\",IF(M15=\"都市ガス\",\"Nm3/年\",\"kg/年\")))","v":""},{"$f":"IF(AND(N15=\"\",P15=\"\"),\"\",AE15*HLOOKUP(M15,$AQ$2:$AS$4,3,FALSE)/1000)","v":""},{"$f":"IFERROR(IF(AND(N15=\"\",P15=\"\"),\"\",IF(M15=\"電気\",(J15*AB15+K15*AC15)*L15/P15,IF(M15=\"都市ガス\",(J15*AB15+K15*AC15)*L15/P15*3.6/'2_メイン'!$AA$20,IF(M15=\"LPG\",(J15*AB15+K15*AC15)*L15/P15*3.6/'2_メイン'!$AC$20)))),0)","v":""},{"$f":"IF(AND(N15=\"\",P15=\"\"),\"\",IF(M15=\"電気\",(J15*AB15+K15*AC15)*L15/IF(N15=\"\",P15,N15),IF(M15=\"都市ガス\",(J15*AB15+K15*AC15)*L15/IF(N15=\"\",P15,N15)*3.6/'2_メイン'!$AA$20,IF(M15=\"LPG\",(J15*AB15+K15*AC15)*L15/IF(N15=\"\",P15,N15)*3.6/'2_メイン'!$AC$20))))","v":""},{"$f":"IFERROR(IF(M15=\"電気\",1-$AZ$4/(N15*3.6/'2_メイン'!$Z$20),1-$BB$4/N15),0)","v":0},{"$f":"IFERROR(IF(M15=\"電気\",1-$AX$7/(P15*3.6/'2_メイン'!$Z$20),1-$AX$7/P15),0)","v":0},{"$f":"IF(OR(J15=\"\",L15=\"\"),\"\",J15*L15)","v":""},{"$f":"IFERROR(IF(M15=\"電気\",1-$AZ$5/(P15*3.6/'2_メイン'!$Z$20),1-$BB$5/P15),0)","v":0},{"$f":"IF(N15=\"\",AM15,AJ15)","v":0}]
[null,2,null,null,null,null,null,null,null,null,null,null,null,null,null,null,null,{"$f":"IF(H16=\"電算室用\",$AQ$7,IF(AND(N16=\"\",P16=\"\"),\"\",VLOOKUP('11_パッケージ (新設)'!E16,'11_パッケージ (新設)'!$AL$3:$AM$10,2,FALSE)))","v":""},{"$f":"IF(H16=\"電算室用\",\"\",IF(AND(N16=\"\",P16=\"\"),\"\",VLOOKUP('11_パッケージ (新設)'!E16,$AL$3:$AN$10,3,FALSE)))","v":""},null,null,{"$f":"IF(AND(N16=\"\",P16=\"\"),\"\",IF(H16=\"電算室用\",AH16,AI16))","v":""},{"$f":"IF(M16=\"\",\"\",IF(M16=\"電気\",\"kWh/年\",IF(M16=\"都市ガス\",\"Nm3/年\",\"kg/年\")))","v":""},"",null,"","",0,0,{"$f":"IF(M16=\"\",\"\",IF(H16=\"電算室用\",AK16,AN16))","v":""},{"$f":"IF(V16=\"\",\"\",IF(H16=\"電算室用\",AH16/(1-AD16),AI16)/(1-AD16))","v":""},{"$f":"IF(M16=\"\",\"\",IF(M16=\"電気\",\"kWh/年\",IF(M16=\"都市ガス\",\"Nm3/年\",\"kg/年\")))","v":""},"",{"$f":"IFERROR(IF(AND(N16=\"\",P16=\"\"),\"\",IF(M16=\"電気\",(J16*AB16+K16*AC16)*L16/P16,IF(M16=\"都市ガス\",(J16*AB16+K16*AC16)*L16/P16*3.6/'2_メイン'!$AA$20,IF(M16=\"LPG\",(J16*AB16+K16*AC16)*L16/P16*3.6/'2_メイン'!$AC$20)))),0)","v":""},{"$f":"IF(AND(N16=\"\",P16=\"\"),\"\",IF(M16=\"電気\",(J16*AB16+K16*AC16)*L16/IF(N16=\"\",P16,N16),IF(M16=\"都市ガス\",(J16*AB16+K16*AC16)*L16/IF(N16=\"\",P16,N16)*3.6/'2_メイン'!$AA$20,IF(M16=\"LPG\",(J16*AB16+K16*AC16)*L16/IF(N16=\"\",P16,N16)*3.6/'2_メイン'!$AC$20))))","v":""},{"$f":"IFERROR(IF(M16=\"電気\",1-$AZ$4/(N16*3.6/'2_メイン'!$Z$20),1-$BB$4/N16),0)","v":0},{"$f":"IFERROR(IF(M16=\"電気\",1-$AX$7/(P16*3.6/'2_メイン'!$Z$20),1-$AX$7/P16),0)","v":0},{"$f":"IF(OR(J16=\"\",L16=\"\"),\"\",J16*L16)","v":""},{"$f":"IFERROR(IF(M16=\"電気\",1-$AZ$5/(P16*3.6/'2_メイン'!$Z$20),1-$BB$5/P16),0)","v":0},{"$f":"IF(N16=\"\",AM16,AJ16)","v":0}]
[null,3,null,null,null,null,null,null,null,null,null,null,null,null,null,null,null,{"$f":"IF(H17=\"電算室用\",$AQ$7,IF(AND(N17=\"\",P17=\"\"),\"\",VLOOKUP('11_パッケージ (新設)'!E17,'11_パッケージ (新設)'!$AL$3:$AM$10,2,FALSE)))","v":""},{"$f":"IF(H17=\"電算室用\",\"\",IF(AND(N17=\"\",P17=\"\"),\"\",VLOOKUP('11_パッケージ (新設)'!E17,$AL$3:$AN$10,3,FALSE)))","v":""},null,null,"","","",null,"","",0,0,"",{"$f":"IF(V17=\"\",\"\",IF(H17=\"電算室用\",AH17/(1-AD17),AI17)/(1-AD17))","v":""},"","",{"$f":"IFERROR(IF(AND(N17=\"\",P17=\"\"),\"\",IF(M17=\"電気\",(J17*AB17+K17*AC17)*L17/P17,IF(M17=\"都市ガス\",(J17*AB17+K17*AC17)*L17/P17*3.6/'2_メイン'!$AA$20,IF(M17=\"LPG\",(J17*AB17+K17*AC17)*L17/P17*3.6/'2_メイン'!$AC$20)))),0)","v":""},{"$f":"IF(AND(N17=\"\",P17=\"\"),\"\",IF(M17=\"電気\",(J17*AB17+K17*AC17)*L17/IF(N17=\"\",P17,N17),IF(M17=\"都市ガス\",(J17*AB17+K17*AC17)*L17/IF(N17=\"\",P17,N17)*3.6/'2_メイン'!$AA$20,IF(M17=\"LPG\",(J17*AB17+K17*AC17)*L17/IF(N17=\"\",P17,N17)*3.6/'2_メイン'!$AC$20))))","v":""},{"$f":"IFERROR(IF(M17=\"電気\",1-$AZ$4/(N17*3.6/'2_メイン'!$Z$20),1-$BB$4/N17),0)","v":0},{"$f":"IFERROR(IF(M17=\"電気\",1-$AX$7/(P17*3.6/'2_メイン'!$Z$20),1-$AX$7/P17),0)","v":0},"",{"$f":"IFERROR(IF(M17=\"電気\",1-$AZ$5/(P17*3.6/'2_メイン'!$Z$20),1-$BB$5/P17),0)","v":0},0]
[null,4,null,null,null,null,null,null,null,null,null,null,null,null,null,null,null,{"$f":"IF(H18=\"電算室用\",$AQ$7,IF(AND(N18=\"\",P18=\"\"),\"\",VLOOKUP('11_パッケージ (新設)'!E18,'11_パッケージ (新設)'!$AL$3:$AM$10,2,FALSE)))","v":""},{"$f":"IF(H18=\"電算室用\",\"\",IF(AND(N18=\"\",P18=\"\"),\"\",VLOOKUP('11_パッケージ (新設)'!E18,$AL$3:$AN$10,3,FALSE)))","v":""},null,null,"","",{"$f":"IF(V18=\"\",\"\",V18*HLOOKUP(M18,$AQ$2:$AS$4,3,FALSE)/1000)","v":""},null,"","",0,0,"","","","",{"$f":"IFERROR(IF(AND(N18=\"\",P18=\"\"),\"\",IF(M18=\"電気\",(J18*AB18+K18*AC18)*L18/P18,IF(M18=\"都市ガス\",(J18*AB18+K18*AC18)*L18/P18*3.6/'2_メイン'!$AA$20,IF(M18=\"LPG\",(J18*AB18+K18*AC18)*L18/P18*3.6/'2_メイン'!$AC$20)))),0)","v":""},{"$f":"IF(AND(N18=\"\",P18=\"\"),\"\",IF(M18=\"電気\",(J18*AB18+K18*AC18)*L18/IF(N18=\"\",P18,N18),IF(M18=\"都市ガス\",(J18*AB18+K18*AC18)*L18/IF(N18=\"\",P18,N18)*3.6/'2_メイン'!$AA$20,IF(M18=\"LPG\",(J18*AB18+K18*AC18)*L18/IF(N18=\"\",P18,N18)*3.6/'2_メイン'!$AC$20))))","v":""},{"$f":"IFERROR(IF(M18=\"電気\",1-$AZ$4/(N18*3.6/'2_メイン'!$Z$20),1-$BB$4/N18),0)","v":0},{"$f":"IFERROR(IF(M18=\"電気\",1-$AX$7/(P18*3.6/'2_メイン'!$Z$20),1-$AX$7/P18),0)","v":0},"",{"$f":"IFERROR(IF(M18=\"電気\",1-$AZ$5/(P18*3.6/'2_メイン'!$Z$20),1-$BB$5/P18),0)","v":0},0]
[null,5,null,null,null,null,null,null,null,null,null,null,null,null,null,null,null,{"$f":"IF(H19=\"電算室用\",$AQ$7,IF(AND(N19=\"\",P19=\"\"),\"\",VLOOKUP('11_パッケージ (新設)'!E19,'11_パッケージ (新設)'!$AL$3:$AM$10,2,FALSE)))","v":""},{"$f":"IF(H19=\"電算室用\",\"\",IF(AND(N19=\"\",P19=\"\"),\"\",VLOOKUP('11_パッケージ (新設)'!E19,$AL$3:$AN$10,3,FALSE)))","v":""},null,null,{"$f":"IF(AND(N19=\"\",P19=\"\"),\"\",IF(H19=\"電算室用\",AH19,AI19))","v":""},"","",null,"","",0,0,"","","","",{"$f":"IFERROR(IF(AND(N19=\"\",P19=\"\"),\"\",IF(M19=\"電気\",(J19*AB19+K19*AC19)*L19/P19,IF(M19=\"都市ガス\",(J19*AB19+K19*AC19)*L19/P19*3.6/'2_メイン'!$AA$20,IF(M19=\"LPG\",(J19*AB19+K19*AC19)*L19/P19*3.6/'2_メイン'!$AC$20)))),0)","v":""},{"$f":"IF(AND(N19=\"\",P19=\"\"),\"\",IF(M19=\"電気\",(J19*AB19+K19*AC19)*L19/IF(N19=\"\",P19,N19),IF(M19=\"都市ガス\",(J19*AB19+K19*AC19)*L19/IF(N19=\"\",P19,N19)*3.6/'2_メイン'!$AA$20,IF(M19=\"LPG\",(J19*AB19+K19*AC19)*L19/IF(N19=\"\",P19,N19)*3.6/'2_メイン'!$AC$20))))","v":""},{"$f":"IFERROR(IF(M19=\"電気\",1-$AZ$4/(N19*3.6/'2_メイン'!$Z$20),1-$BB$4/N19),0)","v":0},{"$f":"IFERROR(IF(M19=\"電気\",1-$AX$7/(P19*3.6/'2_メイン'!$Z$20),1-$AX$7/P19),0)","v":0},"",{"$f":"IFERROR(IF(M19=\"電気\",1-$AZ$5/(P19*3.6/'2_メイン'!$Z$20),1-$BB$5/P19),0)","v":0},0]
[null,6,null,null,null,null,null,null,null,null,null,null,null,null,null,null,null,{"$f":"IF(H20=\"電算室用\",$AQ$7,IF(AND(N20=\"\",P20=\"\"),\"\",VLOOKUP('11_パッケージ (新設)'!E20,'11_パッケージ (新設)'!$AL$3:$AM$10,2,FALSE)))","v":""},{"$f":"IF(H20=\"電算室用\",\"\",IF(AND(N20=\"\",P20=\"\"),\"\",VLOOKUP('11_パッケージ (新設)'!E20,$AL$3:$AN$10,3,FALSE)))","v":""},null,null,"","","",null,"","",0,0,"","","","",{"$f":"IFERROR(IF(AND(N20=\"\",P20=\"\"),\"\",IF(M20=\"電気\",(J20*AB20+K20*AC20)*L20/P20,IF(M20=\"都市ガス\",(J20*AB20+K20*AC20)*L20/P20*3.6/'2_メイン'!$AA$20,IF(M20=\"LPG\",(J20*AB20+K20*AC20)*L20/P20*3.6/'2_メイン'!$AC$20)))),0)","v":""},{"$f":"IF(AND(N20=\"\",P20=\"\"),\"\",IF(M20=\"電気\",(J20*AB20+K20*AC20)*L20/IF(N20=\"\",P20,N20),IF(M20=\"都市ガス\",(J20*AB20+K20*AC20)*L20/IF(N20=\"\",P20,N20)*3.6/'2_メイン'!$AA$20,IF(M20=\"LPG\",(J20*AB20+K20*AC20)*L20/IF(N20=\"\",P20,N20)*3.6/'2_メイン'!$AC$20))))","v":""},{"$f":"IFERROR(IF(M20=\"電気\",1-$AZ$4/(N20*3.6/'2_メイン'!$Z$20),1-$BB$4/N20),0)","v":0},{"$f":"IFERROR(IF(M20=\"電気\",1-$AX$7/(P20*3.6/'2_メイン'!$Z$20),1-$AX$7/P20),0)","v":0},"",{"$f":"IFERROR(IF(M20=\"電気\",1-$AZ$5/(P20*3.6/'2_メイン'!$Z$20),1-$BB$5/P20),0)","v":0},0]
[null,7,null,null,null,null,null,null,null,null,null,null,null,null,null,null,null,{"$f":"IF(H21=\"電算室用\",$AQ$7,IF(AND(N21=\"\",P21=\"\"),\"\",VLOOKUP('11_パッケージ (新設)'!E21,'11_パッケージ (新設)'!$AL$3:$AM$10,2,FALSE)))","v":""},{"$f":"IF(H21=\"電算室用\",\"\",IF(AND(N21=\"\",P21=\"\"),\"\",VLOOKUP('11_パッケージ (新設)'!E21,$AL$3:$AN$10,3,FALSE)))","v":""},null,null,"","","",null,"","",0,0,"","","","",{"$f":"IFERROR(IF(AND(N21=\"\",P21=\"\"),\"\",IF(M21=\"電気\",(J21*AB21+K21*AC21)*L21/P21,IF(M21=\"都市ガス\",(J21*AB21+K21*AC21)*L21/P21*3.6/'2_メイン'!$AA$20,IF(M21=\"LPG\",(J21*AB21+K21*AC21)*L21/P21*3.6/'2_メイン'!$AC$20)))),0)","v":""},{"$f":"IF(AND(N21=\"\",P21=\"\"),\"\",IF(M21=\"電気\",(J21*AB21+K21*AC21)*L21/IF(N21=\"\",P21,N21),IF(M21=\"都市ガス\",(J21*AB21+K21*AC21)*L21/IF(N21=\"\",P21,N21)*3.6/'2_メイン'!$AA$20,IF(M21=\"LPG\",(J21*AB21+K21*AC21)*L21/IF(N21=\"\",P21,N21)*3.6/'2_メイン'!$AC$20))))","v":""},{"$f":"IFERROR(IF(M21=\"電気\",1-$AZ$4/(N21*3.6/'2_メイン'!$Z$20),1-$BB$4/N21),0)","v":0},{"$f":"IFERROR(IF(M21=\"電気\",1-$AX$7/(P21*3.6/'2_メイン'!$Z$20),1-$AX$7/P21),0)","v":0},"",{"$f":"IFERROR(IF(M21=\"電気\",1-$AZ$5/(P21*3.6/'2_メイン'!$Z$20),1-$BB$5/P21),0)","v":0},0]
[null,8,null,null,null,null,null,null,null,null,null,null,null,null,null,null,null,{"$f":"IF(H22=\"電算室用\",$AQ$7,IF(AND(N22=\"\",P22=\"\"),\"\",VLOOKUP('11_パッケージ (新設)'!E22,'11_パッケージ (新設)'!$AL$3:$AM$10,2,FALSE)))","v":""},{"$f":"IF(H22=\"電算室用\",\"\",IF(AND(N22=\"\",P22=\"\"),\"\",VLOOKUP('11_パッケージ (新設)'!E22,$AL$3:$AN$10,3,FALSE)))","v":""},null,null,"","","",null,"","",0,0,"","","","",{"$f":"IFERROR(IF(AND(N22=\"\",P22=\"\"),\"\",IF(M22=\"電気\",(J22*AB22+K22*AC22)*L22/P22,IF(M22=\"都市ガス\",(J22*AB22+K22*AC22)*L22/P22*3.6/'2_メイン'!$AA$20,IF(M22=\"LPG\",(J22*AB22+K22*AC22)*L22/P22*3.6/'2_メイン'!$AC$20)))),0)","v":""},{"$f":"IF(AND(N22=\"\",P22=\"\"),\"\",IF(M22=\"電気\",(J22*AB22+K22*AC22)*L22/IF(N22=\"\",P22,N22),IF(M22=\"都市ガス\",(J22*AB22+K22*AC22)*L22/IF(N22=\"\",P22,N22)*3.6/'2_メイン'!$AA$20,IF(M22=\"LPG\",(J22*AB22+K22*AC22)*L22/IF(N22=\"\",P22,N22)*3.6/'2_メイン'!$AC$20))))","v":""},{"$f":"IFERROR(IF(M22=\"電気\",1-$AZ$4/(N22*3.6/'2_メイン'!$Z$20),1-$BB$4/N22),0)","v":0},{"$f":"IFERROR(IF(M22=\"電気\",1-$AX$7/(P22*3.6/'2_メイン'!$Z$20),1-$AX$7/P22),0)","v":0},"",{"$f":"IFERROR(IF(M22=\"電気\",1-$AZ$5/(P22*3.6/'2_メイン'!$Z$20),1-$BB$5/P22),0)","v":0},0]
[null,9,null,null,null,null,null,null,null,null,null,null,null,null,null,null,null,{"$f":"IF(H23=\"電算室用\",$AQ$7,IF(AND(N23=\"\",P23=\"\"),\"\",VLOOKUP('11_パッケージ (新設)'!E23,'11_パッケージ (新設)'!$AL$3:$AM$10,2,FALSE)))","v":""},{"$f":"IF(H23=\"電算室用\",\"\",IF(AND(N23=\"\",P23=\"\"),\"\",VLOOKUP('11_パッケージ (新設)'!E23,$AL$3:$AN$10,3,FALSE)))","v":""},null,null,"","","",null,"","",0,0,"","","","",{"$f":"IFERROR(IF(AND(N23=\"\",P23=\"\"),\"\",IF(M23=\"電気\",(J23*AB23+K23*AC23)*L23/P23,IF(M23=\"都市ガス\",(J23*AB23+K23*AC23)*L23/P23*3.6/'2_メイン'!$AA$20,IF(M23=\"LPG\",(J23*AB23+K23*AC23)*L23/P23*3.6/'2_メイン'!$AC$20)))),0)","v":""},{"$f":"IF(AND(N23=\"\",P23=\"\"),\"\",IF(M23=\"電気\",(J23*AB23+K23*AC23)*L23/IF(N23=\"\",P23,N23),IF(M23=\"都市ガス\",(J23*AB23+K23*AC23)*L23/IF(N23=\"\",P23,N23)*3.6/'2_メイン'!$AA$20,IF(M23=\"LPG\",(J23*AB23+K23*AC23)*L23/IF(N23=\"\",P23,N23)*3.6/'2_メイン'!$AC$20))))","v":""},{"$f":"IFERROR(IF(M23=\"電気\",1-$AZ$4/(N23*3.6/'2_メイン'!$Z$20),1-$BB$4/N23),0)","v":0},{"$f":"IFERROR(IF(M23=\"電気\",1-$AX$7/(P23*3.6/'2_メイン'!$Z$20),1-$AX$7/P23),0)","v":0},"",{"$f":"IFERROR(IF(M23=\"電気\",1-$AZ$5/(P23*3.6/'2_メイン'!$Z$20),1-$BB$5/P23),0)","v":0},0]
[null,10,null,null,null,null,null,null,null,null,null,null,null,null,null,null,null,{"$f":"IF(H24=\"電算室用\",$AQ$7,IF(AND(N24=\"\",P24=\"\"),\"\",VLOOKUP('11_パッケージ (新設)'!E24,'11_パッケージ (新設)'!$AL$3:$AM$10,2,FALSE)))","v":""},{"$f":"IF(H24=\"電算室用\",\"\",IF(AND(N24=\"\",P24=\"\"),\"\",VLOOKUP('11_パッケージ (新設)'!E24,$AL$3:$AN$10,3,FALSE)))","v":""},null,null,"","","",null,"","",0,0,"","","","",{"$f":"IFERROR(IF(AND(N24=\"\",P24=\"\"),\"\",IF(M24=\"電気\",(J24*AB24+K24*AC24)*L24/P24,IF(M24=\"都市ガス\",(J24*AB24+K24*AC24)*L24/P24*3.6/'2_メイン'!$AA$20,IF(M24=\"LPG\",(J24*AB24+K24*AC24)*L24/P24*3.6/'2_メイン'!$AC$20)))),0)","v":""},{"$f":"IF(AND(N24=\"\",P24=\"\"),\"\",IF(M24=\"電気\",(J24*AB24+K24*AC24)*L24/IF(N24=\"\",P24,N24),IF(M24=\"都市ガス\",(J24*AB24+K24*AC24)*L24/IF(N24=\"\",P24,N24)*3.6/'2_メイン'!$AA$20,IF(M24=\"LPG\",(J24*AB24+K24*AC24)*L24/IF(N24=\"\",P24,N24)*3.6/'2_メイン'!$AC$20))))","v":""},{"$f":"IFERROR(IF(M24=\"電気\",1-$AZ$4/(N24*3.6/'2_メイン'!$Z$20),1-$BB$4/N24),0)","v":0},{"$f":"IFERROR(IF(M24=\"電気\",1-$AX$7/(P24*3.6/'2_メイン'!$Z$20),1-$AX$7/P24),0)","v":0},"",{"$f":"IFERROR(IF(M24=\"電気\",1-$AZ$5/(P24*3.6/'2_メイン'!$Z$20),1-$BB$5/P24),0)","v":0},0]
[null,11,null,null,null,null,null,null,null,null,null,null,null,null,null,null,null,{"$f":"IF(H25=\"電算室用\",$AQ$7,IF(AND(N25=\"\",P25=\"\"),\"\",VLOOKUP('11_パッケージ (新設)'!E25,'11_パッケージ (新設)'!$AL$3:$AM$10,2,FALSE)))","v":""},{"$f":"IF(H25=\"電算室用\",\"\",IF(AND(N25=\"\",P25=\"\"),\"\",VLOOKUP('11_パッケージ (新設)'!E25,$AL$3:$AN$10,3,FALSE)))","v":""},null,null,"","","",null,"","",0,0,"","","","",{"$f":"IFERROR(IF(AND(N25=\"\",P25=\"\"),\"\",IF(M25=\"電気\",(J25*AB25+K25*AC25)*L25/P25,IF(M25=\"都市ガス\",(J25*AB25+K25*AC25)*L25/P25*3.6/'2_メイン'!$AA$20,IF(M25=\"LPG\",(J25*AB25+K25*AC25)*L25/P25*3.6/'2_メイン'!$AC$20)))),0)","v":""},{"$f":"IF(AND(N25=\"\",P25=\"\"),\"\",IF(M25=\"電気\",(J25*AB25+K25*AC25)*L25/IF(N25=\"\",P25,N25),IF(M25=\"都市ガス\",(J25*AB25+K25*AC25)*L25/IF(N25=\"\",P25,N25)*3.6/'2_メイン'!$AA$20,IF(M25=\"LPG\",(J25*AB25+K25*AC25)*L25/IF(N25=\"\",P25,N25)*3.6/'2_メイン'!$AC$20))))","v":""},{"$f":"IFERROR(IF(M25=\"電気\",1-$AZ$4/(N25*3.6/'2_メイン'!$Z$20),1-$BB$4/N25),0)","v":0},{"$f":"IFERROR(IF(M25=\"電気\",1-$AX$7/(P25*3.6/'2_メイン'!$Z$20),1-$AX$7/P25),0)","v":0},"",{"$f":"IFERROR(IF(M25=\"電気\",1-$AZ$5/(P25*3.6/'2_メイン'!$Z$20),1-$BB$5/P25),0)","v":0},0]
[null,12,null,null,null,null,null,null,null,null,null,null,null,null,null,null,null,{"$f":"IF(H26=\"電算室用\",$AQ$7,IF(AND(N26=\"\",P26=\"\"),\"\",VLOOKUP('11_パッケージ (新設)'!E26,'11_パッケージ (新設)'!$AL$3:$AM$10,2,FALSE)))","v":""},{"$f":"IF(H26=\"電算室用\",\"\",IF(AND(N26=\"\",P26=\"\"),\"\",VLOOKUP('11_パッケージ (新設)'!E26,$AL$3:$AN$10,3,FALSE)))","v":""},null,null,"","","",null,"",null,0,0,"","","","",{"$f":"IFERROR(IF(AND(N26=\"\",P26=\"\"),\"\",IF(M26=\"電気\",(J26*AB26+K26*AC26)*L26/P26,IF(M26=\"都市ガス\",(J26*AB26+K26*AC26)*L26/P26*3.6/'2_メイン'!$AA$20,IF(M26=\"LPG\",(J26*AB26+K26*AC26)*L26/P26*3.6/'2_メイン'!$AC$20)))),0)","v":""},{"$f":"IF(AND(N26=\"\",P26=\"\"),\"\",IF(M26=\"電気\",(J26*AB26+K26*AC26)*L26/IF(N26=\"\",P26,N26),IF(M26=\"都市ガス\",(J26*AB26+K26*AC26)*L26/IF(N26=\"\",P26,N26)*3.6/'2_メイン'!$AA$20,IF(M26=\"LPG\",(J26*AB26+K26*AC26)*L26/IF(N26=\"\",P26,N26)*3.6/'2_メイン'!$AC$20))))","v":""},{"$f":"IFERROR(IF(M26=\"電気\",1-$AZ$4/(N26*3.6/'2_メイン'!$Z$20),1-$BB$4/N26),0)","v":0},{"$f":"IFERROR(IF(M26=\"電気\",1-$AX$7/(P26*3.6/'2_メイン'!$Z$20),1-$AX$7/P26),0)","v":0},"",{"$f":"IFERROR(IF(M26=\"電気\",1-$AZ$5/(P26*3.6/'2_メイン'!$Z$20),1-$BB$5/P26),0)","v":0},0]
[null,13,null,null,null,null,null,null,null,null,null,null,null,null,null,null,null,{"$f":"IF(H27=\"電算室用\",$AQ$7,IF(AND(N27=\"\",P27=\"\"),\"\",VLOOKUP('11_パッケージ (新設)'!E27,'11_パッケージ (新設)'!$AL$3:$AM$10,2,FALSE)))","v":""},{"$f":"IF(H27=\"電算室用\",\"\",IF(AND(N27=\"\",P27=\"\"),\"\",VLOOKUP('11_パッケージ (新設)'!E27,$AL$3:$AN$10,3,FALSE)))","v":""},null,null,"","","",null,"",null,0,0,"","","","",{"$f":"IFERROR(IF(AND(N27=\"\",P27=\"\"),\"\",IF(M27=\"電気\",(J27*AB27+K27*AC27)*L27/P27,IF(M27=\"都市ガス\",(J27*AB27+K27*AC27)*L27/P27*3.6/'2_メイン'!$AA$20,IF(M27=\"LPG\",(J27*AB27+K27*AC27)*L27/P27*3.6/'2_メイン'!$AC$20)))),0)","v":""},{"$f":"IF(AND(N27=\"\",P27=\"\"),\"\",IF(M27=\"電気\",(J27*AB27+K27*AC27)*L27/IF(N27=\"\",P27,N27),IF(M27=\"都市ガス\",(J27*AB27+K27*AC27)*L27/IF(N27=\"\",P27,N27)*3.6/'2_メイン'!$AA$20,IF(M27=\"LPG\",(J27*AB27+K27*AC27)*L27/IF(N27=\"\",P27,N27)*3.6/'2_メイン'!$AC$20))))","v":""},{"$f":"IFERROR(IF(M27=\"電気\",1-$AZ$4/(N27*3.6/'2_メイン'!$Z$20),1-$BB$4/N27),0)","v":0},{"$f":"IFERROR(IF(M27=\"電気\",1-$AX$7/(P27*3.6/'2_メイン'!$Z$20),1-$AX$7/P27),0)","v":0},"",{"$f":"IFERROR(IF(M27=\"電気\",1-$AZ$5/(P27*3.6/'2_メイン'!$Z$20),1-$BB$5/P27),0)","v":0},0]
[null,14,null,null,null,null,null,null,null,null,null,null,null,null,null,null,null,{"$f":"IF(H28=\"電算室用\",$AQ$7,IF(AND(N28=\"\",P28=\"\"),\"\",VLOOKUP('11_パッケージ (新設)'!E28,'11_パッケージ (新設)'!$AL$3:$AM$10,2,FALSE)))","v":""},{"$f":"IF(H28=\"電算室用\",\"\",IF(AND(N28=\"\",P28=\"\"),\"\",VLOOKUP('11_パッケージ (新設)'!E28,$AL$3:$AN$10,3,FALSE)))","v":""},null,null,"","","",null,"",null,0,0,"","","","",{"$f":"IFERROR(IF(AND(N28=\"\",P28=\"\"),\"\",IF(M28=\"電気\",(J28*AB28+K28*AC28)*L28/P28,IF(M28=\"都市ガス\",(J28*AB28+K28*AC28)*L28/P28*3.6/'2_メイン'!$AA$20,IF(M28=\"LPG\",(J28*AB28+K28*AC28)*L28/P28*3.6/'2_メイン'!$AC$20)))),0)","v":""},{"$f":"IF(AND(N28=\"\",P28=\"\"),\"\",IF(M28=\"電気\",(J28*AB28+K28*AC28)*L28/IF(N28=\"\",P28,N28),IF(M28=\"都市ガス\",(J28*AB28+K28*AC28)*L28/IF(N28=\"\",P28,N28)*3.6/'2_メイン'!$AA$20,IF(M28=\"LPG\",(J28*AB28+K28*AC28)*L28/IF(N28=\"\",P28,N28)*3.6/'2_メイン'!$AC$20))))","v":""},{"$f":"IFERROR(IF(M28=\"電気\",1-$AZ$4/(N28*3.6/'2_メイン'!$Z$20),1-$BB$4/N28),0)","v":0},{"$f":"IFERROR(IF(M28=\"電気\",1-$AX$7/(P28*3.6/'2_メイン'!$Z$20),1-$AX$7/P28),0)","v":0},"",{"$f":"IFERROR(IF(M28=\"電気\",1-$AZ$5/(P28*3.6/'2_メイン'!$Z$20),1-$BB$5/P28),0)","v":0},0]
[null,15,null,null,null,null,null,null,null,null,null,null,null,null,null,null,null,{"$f":"IF(H29=\"電算室用\",$AQ$7,IF(AND(N29=\"\",P29=\"\"),\"\",VLOOKUP('11_パッケージ (新設)'!E29,'11_パッケージ (新設)'!$AL$3:$AM$10,2,FALSE)))","v":""},{"$f":"IF(H29=\"電算室用\",\"\",IF(AND(N29=\"\",P29=\"\"),\"\",VLOOKUP('11_パッケージ (新設)'!E29,$AL$3:$AN$10,3,FALSE)))","v":""},null,null,"","","",null,"",null,0,0,"","","","",{"$f":"IFERROR(IF(AND(N29=\"\",P29=\"\"),\"\",IF(M29=\"電気\",(J29*AB29+K29*AC29)*L29/P29,IF(M29=\"都市ガス\",(J29*AB29+K29*AC29)*L29/P29*3.6/'2_メイン'!$AA$20,IF(M29=\"LPG\",(J29*AB29+K29*AC29)*L29/P29*3.6/'2_メイン'!$AC$20)))),0)","v":""},{"$f":"IF(AND(N29=\"\",P29=\"\"),\"\",IF(M29=\"電気\",(J29*AB29+K29*AC29)*L29/IF(N29=\"\",P29,N29),IF(M29=\"都市ガス\",(J29*AB29+K29*AC29)*L29/IF(N29=\"\",P29,N29)*3.6/'2_メイン'!$AA$20,IF(M29=\"LPG\",(J29*AB29+K29*AC29)*L29/IF(N29=\"\",P29,N29)*3.6/'2_メイン'!$AC$20))))","v":""},{"$f":"IFERROR(IF(M29=\"電気\",1-$AZ$4/(N29*3.6/'2_メイン'!$Z$20),1-$BB$4/N29),0)","v":0},{"$f":"IFERROR(IF(M29=\"電気\",1-$AX$7/(P29*3.6/'2_メイン'!$Z$20),1-$AX$7/P29),0)","v":0},"",{"$f":"IFERROR(IF(M29=\"電気\",1-$AZ$5/(P29*3.6/'2_メイン'!$Z$20),1-$BB$5/P29),0)","v":0},0]
[null,16,null,null,null,null,null,null,null,null,null,null,null,null,null,null,null,{"$f":"IF(H30=\"電算室用\",$AQ$7,IF(AND(N30=\"\",P30=\"\"),\"\",VLOOKUP('11_パッケージ (新設)'!E30,'11_パッケージ (新設)'!$AL$3:$AM$10,2,FALSE)))","v":""},{"$f":"IF(H30=\"電算室用\",\"\",IF(AND(N30=\"\",P30=\"\"),\"\",VLOOKUP('11_パッケージ (新設)'!E30,$AL$3:$AN$10,3,FALSE)))","v":""},null,null,"","","",null,"",null,0,0,"","","","",{"$f":"IFERROR(IF(AND(N30=\"\",P30=\"\"),\"\",IF(M30=\"電気\",(J30*AB30+K30*AC30)*L30/P30,IF(M30=\"都市ガス\",(J30*AB30+K30*AC30)*L30/P30*3.6/'2_メイン'!$AA$20,IF(M30=\"LPG\",(J30*AB30+K30*AC30)*L30/P30*3.6/'2_メイン'!$AC$20)))),0)","v":""},{"$f":"IF(AND(N30=\"\",P30=\"\"),\"\",IF(M30=\"電気\",(J30*AB30+K30*AC30)*L30/IF(N30=\"\",P30,N30),IF(M30=\"都市ガス\",(J30*AB30+K30*AC30)*L30/IF(N30=\"\",P30,N30)*3.6/'2_メイン'!$AA$20,IF(M30=\"LPG\",(J30*AB30+K30*AC30)*L30/IF(N30=\"\",P30,N30)*3.6/'2_メイン'!$AC$20))))","v":""},{"$f":"IFERROR(IF(M30=\"電気\",1-$AZ$4/(N30*3.6/'2_メイン'!$Z$20),1-$BB$4/N30),0)","v":0},{"$f":"IFERROR(IF(M30=\"電気\",1-$AX$7/(P30*3.6/'2_メイン'!$Z$20),1-$AX$7/P30),0)","v":0},"",{"$f":"IFERROR(IF(M30=\"電気\",1-$AZ$5/(P30*3.6/'2_メイン'!$Z$20),1-$BB$5/P30),0)","v":0},0]
[null,17,null,null,null,null,null,null,null,null,null,null,null,null,null,null,null,{"$f":"IF(H31=\"電算室用\",$AQ$7,IF(AND(N31=\"\",P31=\"\"),\"\",VLOOKUP('11_パッケージ (新設)'!E31,'11_パッケージ (新設)'!$AL$3:$AM$10,2,FALSE)))","v":""},{"$f":"IF(H31=\"電算室用\",\"\",IF(AND(N31=\"\",P31=\"\"),\"\",VLOOKUP('11_パッケージ (新設)'!E31,$AL$3:$AN$10,3,FALSE)))","v":""},null,null,"","","",null,"",null,0,0,"","","","",{"$f":"IFERROR(IF(AND(N31=\"\",P31=\"\"),\"\",IF(M31=\"電気\",(J31*AB31+K31*AC31)*L31/P31,IF(M31=\"都市ガス\",(J31*AB31+K31*AC31)*L31/P31*3.6/'2_メイン'!$AA$20,IF(M31=\"LPG\",(J31*AB31+K31*AC31)*L31/P31*3.6/'2_メイン'!$AC$20)))),0)","v":""},{"$f":"IF(AND(N31=\"\",P31=\"\"),\"\",IF(M31=\"電気\",(J31*AB31+K31*AC31)*L31/IF(N31=\"\",P31,N31),IF(M31=\"都市ガス\",(J31*AB31+K31*AC31)*L31/IF(N31=\"\",P31,N31)*3.6/'2_メイン'!$AA$20,IF(M31=\"LPG\",(J31*AB31+K31*AC31)*L31/IF(N31=\"\",P31,N31)*3.6/'2_メイン'!$AC$20))))","v":""},{"$f":"IFERROR(IF(M31=\"電気\",1-$AZ$4/(N31*3.6/'2_メイン'!$Z$20),1-$BB$4/N31),0)","v":0},{"$f":"IFERROR(IF(M31=\"電気\",1-$AX$7/(P31*3.6/'2_メイン'!$Z$20),1-$AX$7/P31),0)","v":0},"",{"$f":"IFERROR(IF(M31=\"電気\",1-$AZ$5/(P31*3.6/'2_メイン'!$Z$20),1-$BB$5/P31),0)","v":0},0]
[null,18,null,null,null,null,null,null,null,null,null,null,null,null,null,null,null,{"$f":"IF(H32=\"電算室用\",$AQ$7,IF(AND(N32=\"\",P32=\"\"),\"\",VLOOKUP('11_パッケージ (新設)'!E32,'11_パッケージ (新設)'!$AL$3:$AM$10,2,FALSE)))","v":""},{"$f":"IF(H32=\"電算室用\",\"\",IF(AND(N32=\"\",P32=\"\"),\"\",VLOOKUP('11_パッケージ (新設)'!E32,$AL$3:$AN$10,3,FALSE)))","v":""},null,null,"","","",null,"",null,0,0,"","","","",{"$f":"IFERROR(IF(AND(N32=\"\",P32=\"\"),\"\",IF(M32=\"電気\",(J32*AB32+K32*AC32)*L32/P32,IF(M32=\"都市ガス\",(J32*AB32+K32*AC32)*L32/P32*3.6/'2_メイン'!$AA$20,IF(M32=\"LPG\",(J32*AB32+K32*AC32)*L32/P32*3.6/'2_メイン'!$AC$20)))),0)","v":""},{"$f":"IF(AND(N32=\"\",P32=\"\"),\"\",IF(M32=\"電気\",(J32*AB32+K32*AC32)*L32/IF(N32=\"\",P32,N32),IF(M32=\"都市ガス\",(J32*AB32+K32*AC32)*L32/IF(N32=\"\",P32,N32)*3.6/'2_メイン'!$AA$20,IF(M32=\"LPG\",(J32*AB32+K32*AC32)*L32/IF(N32=\"\",P32,N32)*3.6/'2_メイン'!$AC$20))))","v":""},{"$f":"IFERROR(IF(M32=\"電気\",1-$AZ$4/(N32*3.6/'2_メイン'!$Z$20),1-$BB$4/N32),0)","v":0},{"$f":"IFERROR(IF(M32=\"電気\",1-$AX$7/(P32*3.6/'2_メイン'!$Z$20),1-$AX$7/P32),0)","v":0},"",{"$f":"IFERROR(IF(M32=\"電気\",1-$AZ$5/(P32*3.6/'2_メイン'!$Z$20),1-$BB$5/P32),0)","v":0},0]
[null,19,null,null,null,null,null,null,null,null,null,null,null,null,null,null,null,{"$f":"IF(H33=\"電算室用\",$AQ$7,IF(AND(N33=\"\",P33=\"\"),\"\",VLOOKUP('11_パッケージ (新設)'!E33,'11_パッケージ (新設)'!$AL$3:$AM$10,2,FALSE)))","v":""},{"$f":"IF(H33=\"電算室用\",\"\",IF(AND(N33=\"\",P33=\"\"),\"\",VLOOKUP('11_パッケージ (新設)'!E33,$AL$3:$AN$10,3,FALSE)))","v":""},null,null,"","","",null,"",null,0,0,"","","","",{"$f":"IFERROR(IF(AND(N33=\"\",P33=\"\"),\"\",IF(M33=\"電気\",(J33*AB33+K33*AC33)*L33/P33,IF(M33=\"都市ガス\",(J33*AB33+K33*AC33)*L33/P33*3.6/'2_メイン'!$AA$20,IF(M33=\"LPG\",(J33*AB33+K33*AC33)*L33/P33*3.6/'2_メイン'!$AC$20)))),0)","v":""},{"$f":"IF(AND(N33=\"\",P33=\"\"),\"\",IF(M33=\"電気\",(J33*AB33+K33*AC33)*L33/IF(N33=\"\",P33,N33),IF(M33=\"都市ガス\",(J33*AB33+K33*AC33)*L33/IF(N33=\"\",P33,N33)*3.6/'2_メイン'!$AA$20,IF(M33=\"LPG\",(J33*AB33+K33*AC33)*L33/IF(N33=\"\",P33,N33)*3.6/'2_メイン'!$AC$20))))","v":""},{"$f":"IFERROR(IF(M33=\"電気\",1-$AZ$4/(N33*3.6/'2_メイン'!$Z$20),1-$BB$4/N33),0)","v":0},{"$f":"IFERROR(IF(M33=\"電気\",1-$AX$7/(P33*3.6/'2_メイン'!$Z$20),1-$AX$7/P33),0)","v":0},"",{"$f":"IFERROR(IF(M33=\"電気\",1-$AZ$5/(P33*3.6/'2_メイン'!$Z$20),1-$BB$5/P33),0)","v":0},0]
[null,20,null,null,null,null,null,null,null,null,null,null,null,null,null,null,null,{"$f":"IF(H34=\"電算室用\",$AQ$7,IF(AND(N34=\"\",P34=\"\"),\"\",VLOOKUP('11_パッケージ (新設)'!E34,'11_パッケージ (新設)'!$AL$3:$AM$10,2,FALSE)))","v":""},{"$f":"IF(H34=\"電算室用\",\"\",IF(AND(N34=\"\",P34=\"\"),\"\",VLOOKUP('11_パッケージ (新設)'!E34,$AL$3:$AN$10,3,FALSE)))","v":""},null,null,"","","",null,"",null,0,0,"","","","",{"$f":"IFERROR(IF(AND(N34=\"\",P34=\"\"),\"\",IF(M34=\"電気\",(J34*AB34+K34*AC34)*L34/P34,IF(M34=\"都市ガス\",(J34*AB34+K34*AC34)*L34/P34*3.6/'2_メイン'!$AA$20,IF(M34=\"LPG\",(J34*AB34+K34*AC34)*L34/P34*3.6/'2_メイン'!$AC$20)))),0)","v":""},{"$f":"IF(AND(N34=\"\",P34=\"\"),\"\",IF(M34=\"電気\",(J34*AB34+K34*AC34)*L34/IF(N34=\"\",P34,N34),IF(M34=\"都市ガス\",(J34*AB34+K34*AC34)*L34/IF(N34=\"\",P34,N34)*3.6/'2_メイン'!$AA$20,IF(M34=\"LPG\",(J34*AB34+K34*AC34)*L34/IF(N34=\"\",P34,N34)*3.6/'2_メイン'!$AC$20))))","v":""},{"$f":"IFERROR(IF(M34=\"電気\",1-$AZ$4/(N34*3.6/'2_メイン'!$Z$20),1-$BB$4/N34),0)","v":0},{"$f":"IFERROR(IF(M34=\"電気\",1-$AX$7/(P34*3.6/'2_メイン'!$Z$20),1-$AX$7/P34),0)","v":0},"",{"$f":"IFERROR(IF(M34=\"電気\",1-$AZ$5/(P34*3.6/'2_メイン'!$Z$20),1-$BB$5/P34),0)","v":0},0]
[null,21,null,null,null,null,null,null,null,null,null,null,null,null,null,null,null,{"$f":"IF(H35=\"電算室用\",$AQ$7,IF(AND(N35=\"\",P35=\"\"),\"\",VLOOKUP('11_パッケージ (新設)'!E35,'11_パッケージ (新設)'!$AL$3:$AM$10,2,FALSE)))","v":""},{"$f":"IF(H35=\"電算室用\",\"\",IF(AND(N35=\"\",P35=\"\"),\"\",VLOOKUP('11_パッケージ (新設)'!E35,$AL$3:$AN$10,3,FALSE)))","v":""},null,null,"","","",null,"",null,0,0,"","","","",{"$f":"IFERROR(IF(AND(N35=\"\",P35=\"\"),\"\",IF(M35=\"電気\",(J35*AB35+K35*AC35)*L35/P35,IF(M35=\"都市ガス\",(J35*AB35+K35*AC35)*L35/P35*3.6/'2_メイン'!$AA$20,IF(M35=\"LPG\",(J35*AB35+K35*AC35)*L35/P35*3.6/'2_メイン'!$AC$20)))),0)","v":""},{"$f":"IF(AND(N35=\"\",P35=\"\"),\"\",IF(M35=\"電気\",(J35*AB35+K35*AC35)*L35/IF(N35=\"\",P35,N35),IF(M35=\"都市ガス\",(J35*AB35+K35*AC35)*L35/IF(N35=\"\",P35,N35)*3.6/'2_メイン'!$AA$20,IF(M35=\"LPG\",(J35*AB35+K35*AC35)*L35/IF(N35=\"\",P35,N35)*3.6/'2_メイン'!$AC$20))))","v":""},{"$f":"IFERROR(IF(M35=\"電気\",1-$AZ$4/(N35*3.6/'2_メイン'!$Z$20),1-$BB$4/N35),0)","v":0},{"$f":"IFERROR(IF(M35=\"電気\",1-$AX$7/(P35*3.6/'2_メイン'!$Z$20),1-$AX$7/P35),0)","v":0},"",{"$f":"IFERROR(IF(M35=\"電気\",1-$AZ$5/(P35*3.6/'2_メイン'!$Z$20),1-$BB$5/P35),0)","v":0},0]
[null,22,null,null,null,null,null,null,null,null,null,null,null,null,null,null,null,{"$f":"IF(H36=\"電算室用\",$AQ$7,IF(AND(N36=\"\",P36=\"\"),\"\",VLOOKUP('11_パッケージ (新設)'!E36,'11_パッケージ (新設)'!$AL$3:$AM$10,2,FALSE)))","v":""},{"$f":"IF(H36=\"電算室用\",\"\",IF(AND(N36=\"\",P36=\"\"),\"\",VLOOKUP('11_パッケージ (新設)'!E36,$AL$3:$AN$10,3,FALSE)))","v":""},null,null,"","","",null,"",null,0,0,"","","","",{"$f":"IFERROR(IF(AND(N36=\"\",P36=\"\"),\"\",IF(M36=\"電気\",(J36*AB36+K36*AC36)*L36/P36,IF(M36=\"都市ガス\",(J36*AB36+K36*AC36)*L36/P36*3.6/'2_メイン'!$AA$20,IF(M36=\"LPG\",(J36*AB36+K36*AC36)*L36/P36*3.6/'2_メイン'!$AC$20)))),0)","v":""},{"$f":"IF(AND(N36=\"\",P36=\"\"),\"\",IF(M36=\"電気\",(J36*AB36+K36*AC36)*L36/IF(N36=\"\",P36,N36),IF(M36=\"都市ガス\",(J36*AB36+K36*AC36)*L36/IF(N36=\"\",P36,N36)*3.6/'2_メイン'!$AA$20,IF(M36=\"LPG\",(J36*AB36+K36*AC36)*L36/IF(N36=\"\",P36,N36)*3.6/'2_メイン'!$AC$20))))","v":""},{"$f":"IFERROR(IF(M36=\"電気\",1-$AZ$4/(N36*3.6/'2_メイン'!$Z$20),1-$BB$4/N36),0)","v":0},{"$f":"IFERROR(IF(M36=\"電気\",1-$AX$7/(P36*3.6/'2_メイン'!$Z$20),1-$AX$7/P36),0)","v":0},"",{"$f":"IFERROR(IF(M36=\"電気\",1-$AZ$5/(P36*3.6/'2_メイン'!$Z$20),1-$BB$5/P36),0)","v":0},0]
[null,23,null,null,null,null,null,null,null,null,null,null,null,null,null,null,null,{"$f":"IF(H37=\"電算室用\",$AQ$7,IF(AND(N37=\"\",P37=\"\"),\"\",VLOOKUP('11_パッケージ (新設)'!E37,'11_パッケージ (新設)'!$AL$3:$AM$10,2,FALSE)))","v":""},{"$f":"IF(H37=\"電算室用\",\"\",IF(AND(N37=\"\",P37=\"\"),\"\",VLOOKUP('11_パッケージ (新設)'!E37,$AL$3:$AN$10,3,FALSE)))","v":""},null,null,"","","",null,"",null,0,0,"","","","",{"$f":"IFERROR(IF(AND(N37=\"\",P37=\"\"),\"\",IF(M37=\"電気\",(J37*AB37+K37*AC37)*L37/P37,IF(M37=\"都市ガス\",(J37*AB37+K37*AC37)*L37/P37*3.6/'2_メイン'!$AA$20,IF(M37=\"LPG\",(J37*AB37+K37*AC37)*L37/P37*3.6/'2_メイン'!$AC$20)))),0)","v":""},{"$f":"IF(AND(N37=\"\",P37=\"\"),\"\",IF(M37=\"電気\",(J37*AB37+K37*AC37)*L37/IF(N37=\"\",P37,N37),IF(M37=\"都市ガス\",(J37*AB37+K37*AC37)*L37/IF(N37=\"\",P37,N37)*3.6/'2_メイン'!$AA$20,IF(M37=\"LPG\",(J37*AB37+K37*AC37)*L37/IF(N37=\"\",P37,N37)*3.6/'2_メイン'!$AC$20))))","v":""},{"$f":"IFERROR(IF(M37=\"電気\",1-$AZ$4/(N37*3.6/'2_メイン'!$Z$20),1-$BB$4/N37),0)","v":0},{"$f":"IFERROR(IF(M37=\"電気\",1-$AX$7/(P37*3.6/'2_メイン'!$Z$20),1-$AX$7/P37),0)","v":0},"",{"$f":"IFERROR(IF(M37=\"電気\",1-$AZ$5/(P37*3.6/'2_メイン'!$Z$20),1-$BB$5/P37),0)","v":0},0]
[null,24,null,null,null,null,null,null,null,null,null,null,null,null,null,null,null,{"$f":"IF(H38=\"電算室用\",$AQ$7,IF(AND(N38=\"\",P38=\"\"),\"\",VLOOKUP('11_パッケージ (新設)'!E38,'11_パッケージ (新設)'!$AL$3:$AM$10,2,FALSE)))","v":""},{"$f":"IF(H38=\"電算室用\",\"\",IF(AND(N38=\"\",P38=\"\"),\"\",VLOOKUP('11_パッケージ (新設)'!E38,$AL$3:$AN$10,3,FALSE)))","v":""},null,null,"","","",null,"",null,0,0,"","","","",{"$f":"IFERROR(IF(AND(N38=\"\",P38=\"\"),\"\",IF(M38=\"電気\",(J38*AB38+K38*AC38)*L38/P38,IF(M38=\"都市ガス\",(J38*AB38+K38*AC38)*L38/P38*3.6/'2_メイン'!$AA$20,IF(M38=\"LPG\",(J38*AB38+K38*AC38)*L38/P38*3.6/'2_メイン'!$AC$20)))),0)","v":""},{"$f":"IF(AND(N38=\"\",P38=\"\"),\"\",IF(M38=\"電気\",(J38*AB38+K38*AC38)*L38/IF(N38=\"\",P38,N38),IF(M38=\"都市ガス\",(J38*AB38+K38*AC38)*L38/IF(N38=\"\",P38,N38)*3.6/'2_メイン'!$AA$20,IF(M38=\"LPG\",(J38*AB38+K38*AC38)*L38/IF(N38=\"\",P38,N38)*3.6/'2_メイン'!$AC$20))))","v":""},{"$f":"IFERROR(IF(M38=\"電気\",1-$AZ$4/(N38*3.6/'2_メイン'!$Z$20),1-$BB$4/N38),0)","v":0},{"$f":"IFERROR(IF(M38=\"電気\",1-$AX$7/(P38*3.6/'2_メイン'!$Z$20),1-$AX$7/P38),0)","v":0},"",{"$f":"IFERROR(IF(M38=\"電気\",1-$AZ$5/(P38*3.6/'2_メイン'!$Z$20),1-$BB$5/P38),0)","v":0},0]
[null,25,null,null,null,null,null,null,null,null,null,null,null,null,null,null,null,{"$f":"IF(H39=\"電算室用\",$AQ$7,IF(AND(N39=\"\",P39=\"\"),\"\",VLOOKUP('11_パッケージ (新設)'!E39,'11_パッケージ (新設)'!$AL$3:$AM$10,2,FALSE)))","v":""},{"$f":"IF(H39=\"電算室用\",\"\",IF(AND(N39=\"\",P39=\"\"),\"\",VLOOKUP('11_パッケージ (新設)'!E39,$AL$3:$AN$10,3,FALSE)))","v":""},null,null,"","","",null,"",null,0,0,"","","","",{"$f":"IFERROR(IF(AND(N39=\"\",P39=\"\"),\"\",IF(M39=\"電気\",(J39*AB39+K39*AC39)*L39/P39,IF(M39=\"都市ガス\",(J39*AB39+K39*AC39)*L39/P39*3.6/'2_メイン'!$AA$20,IF(M39=\"LPG\",(J39*AB39+K39*AC39)*L39/P39*3.6/'2_メイン'!$AC$20)))),0)","v":""},{"$f":"IF(AND(N39=\"\",P39=\"\"),\"\",IF(M39=\"電気\",(J39*AB39+K39*AC39)*L39/IF(N39=\"\",P39,N39),IF(M39=\"都市ガス\",(J39*AB39+K39*AC39)*L39/IF(N39=\"\",P39,N39)*3.6/'2_メイン'!$AA$20,IF(M39=\"LPG\",(J39*AB39+K39*AC39)*L39/IF(N39=\"\",P39,N39)*3.6/'2_メイン'!$AC$20))))","v":""},{"$f":"IFERROR(IF(M39=\"電気\",1-$AZ$4/(N39*3.6/'2_メイン'!$Z$20),1-$BB$4/N39),0)","v":0},{"$f":"IFERROR(IF(M39=\"電気\",1-$AX$7/(P39*3.6/'2_メイン'!$Z$20),1-$AX$7/P39),0)","v":0},"",{"$f":"IFERROR(IF(M39=\"電気\",1-$AZ$5/(P39*3.6/'2_メイン'!$Z$20),1-$BB$5/P39),0)","v":0},0]
[null,26,null,null,null,null,null,null,null,null,null,null,null,null,null,null,null,{"$f":"IF(H40=\"電算室用\",$AQ$7,IF(AND(N40=\"\",P40=\"\"),\"\",VLOOKUP('11_パッケージ (新設)'!E40,'11_パッケージ (新設)'!$AL$3:$AM$10,2,FALSE)))","v":""},{"$f":"IF(H40=\"電算室用\",\"\",IF(AND(N40=\"\",P40=\"\"),\"\",VLOOKUP('11_パッケージ (新設)'!E40,$AL$3:$AN$10,3,FALSE)))","v":""},null,null,"","","",null,"",null,0,0,"","","","",{"$f":"IFERROR(IF(AND(N40=\"\",P40=\"\"),\"\",IF(M40=\"電気\",(J40*AB40+K40*AC40)*L40/P40,IF(M40=\"都市ガス\",(J40*AB40+K40*AC40)*L40/P40*3.6/'2_メイン'!$AA$20,IF(M40=\"LPG\",(J40*AB40+K40*AC40)*L40/P40*3.6/'2_メイン'!$AC$20)))),0)","v":""},{"$f":"IF(AND(N40=\"\",P40=\"\"),\"\",IF(M40=\"電気\",(J40*AB40+K40*AC40)*L40/IF(N40=\"\",P40,N40),IF(M40=\"都市ガス\",(J40*AB40+K40*AC40)*L40/IF(N40=\"\",P40,N40)*3.6/'2_メイン'!$AA$20,IF(M40=\"LPG\",(J40*AB40+K40*AC40)*L40/IF(N40=\"\",P40,N40)*3.6/'2_メイン'!$AC$20))))","v":""},{"$f":"IFERROR(IF(M40=\"電気\",1-$AZ$4/(N40*3.6/'2_メイン'!$Z$20),1-$BB$4/N40),0)","v":0},{"$f":"IFERROR(IF(M40=\"電気\",1-$AX$7/(P40*3.6/'2_メイン'!$Z$20),1-$AX$7/P40),0)","v":0},"",{"$f":"IFERROR(IF(M40=\"電気\",1-$AZ$5/(P40*3.6/'2_メイン'!$Z$20),1-$BB$5/P40),0)","v":0},0]
[null,27,null,null,null,null,null,null,null,null,null,null,null,null,null,null,null,{"$f":"IF(H41=\"電算室用\",$AQ$7,IF(AND(N41=\"\",P41=\"\"),\"\",VLOOKUP('11_パッケージ (新設)'!E41,'11_パッケージ (新設)'!$AL$3:$AM$10,2,FALSE)))","v":""},{"$f":"IF(H41=\"電算室用\",\"\",IF(AND(N41=\"\",P41=\"\"),\"\",VLOOKUP('11_パッケージ (新設)'!E41,$AL$3:$AN$10,3,FALSE)))","v":""},null,null,"","","",null,"",null,0,0,"","","","",{"$f":"IFERROR(IF(AND(N41=\"\",P41=\"\"),\"\",IF(M41=\"電気\",(J41*AB41+K41*AC41)*L41/P41,IF(M41=\"都市ガス\",(J41*AB41+K41*AC41)*L41/P41*3.6/'2_メイン'!$AA$20,IF(M41=\"LPG\",(J41*AB41+K41*AC41)*L41/P41*3.6/'2_メイン'!$AC$20)))),0)","v":""},{"$f":"IF(AND(N41=\"\",P41=\"\"),\"\",IF(M41=\"電気\",(J41*AB41+K41*AC41)*L41/IF(N41=\"\",P41,N41),IF(M41=\"都市ガス\",(J41*AB41+K41*AC41)*L41/IF(N41=\"\",P41,N41)*3.6/'2_メイン'!$AA$20,IF(M41=\"LPG\",(J41*AB41+K41*AC41)*L41/IF(N41=\"\",P41,N41)*3.6/'2_メイン'!$AC$20))))","v":""},{"$f":"IFERROR(IF(M41=\"電気\",1-$AZ$4/(N41*3.6/'2_メイン'!$Z$20),1-$BB$4/N41),0)","v":0},{"$f":"IFERROR(IF(M41=\"電気\",1-$AX$7/(P41*3.6/'2_メイン'!$Z$20),1-$AX$7/P41),0)","v":0},"",{"$f":"IFERROR(IF(M41=\"電気\",1-$AZ$5/(P41*3.6/'2_メイン'!$Z$20),1-$BB$5/P41),0)","v":0},0]
[null,28,null,null,null,null,null,null,null,null,null,null,null,null,null,null,null,{"$f":"IF(H42=\"電算室用\",$AQ$7,IF(AND(N42=\"\",P42=\"\"),\"\",VLOOKUP('11_パッケージ (新設)'!E42,'11_パッケージ (新設)'!$AL$3:$AM$10,2,FALSE)))","v":""},{"$f":"IF(H42=\"電算室用\",\"\",IF(AND(N42=\"\",P42=\"\"),\"\",VLOOKUP('11_パッケージ (新設)'!E42,$AL$3:$AN$10,3,FALSE)))","v":""},null,null,"","","",null,"",null,0,0,"","","","",{"$f":"IFERROR(IF(AND(N42=\"\",P42=\"\"),\"\",IF(M42=\"電気\",(J42*AB42+K42*AC42)*L42/P42,IF(M42=\"都市ガス\",(J42*AB42+K42*AC42)*L42/P42*3.6/'2_メイン'!$AA$20,IF(M42=\"LPG\",(J42*AB42+K42*AC42)*L42/P42*3.6/'2_メイン'!$AC$20)))),0)","v":""},{"$f":"IF(AND(N42=\"\",P42=\"\"),\"\",IF(M42=\"電気\",(J42*AB42+K42*AC42)*L42/IF(N42=\"\",P42,N42),IF(M42=\"都市ガス\",(J42*AB42+K42*AC42)*L42/IF(N42=\"\",P42,N42)*3.6/'2_メイン'!$AA$20,IF(M42=\"LPG\",(J42*AB42+K42*AC42)*L42/IF(N42=\"\",P42,N42)*3.6/'2_メイン'!$AC$20))))","v":""},{"$f":"IFERROR(IF(M42=\"電気\",1-$AZ$4/(N42*3.6/'2_メイン'!$Z$20),1-$BB$4/N42),0)","v":0},{"$f":"IFERROR(IF(M42=\"電気\",1-$AX$7/(P42*3.6/'2_メイン'!$Z$20),1-$AX$7/P42),0)","v":0},"",{"$f":"IFERROR(IF(M42=\"電気\",1-$AZ$5/(P42*3.6/'2_メイン'!$Z$20),1-$BB$5/P42),0)","v":0},0]
[null,29,null,null,null,null,null,null,null,null,null,null,null,null,null,null,null,{"$f":"IF(H43=\"電算室用\",$AQ$7,IF(AND(N43=\"\",P43=\"\"),\"\",VLOOKUP('11_パッケージ (新設)'!E43,'11_パッケージ (新設)'!$AL$3:$AM$10,2,FALSE)))","v":""},{"$f":"IF(H43=\"電算室用\",\"\",IF(AND(N43=\"\",P43=\"\"),\"\",VLOOKUP('11_パッケージ (新設)'!E43,$AL$3:$AN$10,3,FALSE)))","v":""},null,null,"","","",null,"",null,0,0,"","","","",{"$f":"IFERROR(IF(AND(N43=\"\",P43=\"\"),\"\",IF(M43=\"電気\",(J43*AB43+K43*AC43)*L43/P43,IF(M43=\"都市ガス\",(J43*AB43+K43*AC43)*L43/P43*3.6/'2_メイン'!$AA$20,IF(M43=\"LPG\",(J43*AB43+K43*AC43)*L43/P43*3.6/'2_メイン'!$AC$20)))),0)","v":""},{"$f":"IF(AND(N43=\"\",P43=\"\"),\"\",IF(M43=\"電気\",(J43*AB43+K43*AC43)*L43/IF(N43=\"\",P43,N43),IF(M43=\"都市ガス\",(J43*AB43+K43*AC43)*L43/IF(N43=\"\",P43,N43)*3.6/'2_メイン'!$AA$20,IF(M43=\"LPG\",(J43*AB43+K43*AC43)*L43/IF(N43=\"\",P43,N43)*3.6/'2_メイン'!$AC$20))))","v":""},{"$f":"IFERROR(IF(M43=\"電気\",1-$AZ$4/(N43*3.6/'2_メイン'!$Z$20),1-$BB$4/N43),0)","v":0},{"$f":"IFERROR(IF(M43=\"電気\",1-$AX$7/(P43*3.6/'2_メイン'!$Z$20),1-$AX$7/P43),0)","v":0},"",{"$f":"IFERROR(IF(M43=\"電気\",1-$AZ$5/(P43*3.6/'2_メイン'!$Z$20),1-$BB$5/P43),0)","v":0},0]
[null,30,null,null,null,null,null,null,null,null,null,null,null,null,null,null,null,{"$f":"IF(H44=\"電算室用\",$AQ$7,IF(AND(N44=\"\",P44=\"\"),\"\",VLOOKUP('11_パッケージ (新設)'!E44,'11_パッケージ (新設)'!$AL$3:$AM$10,2,FALSE)))","v":""},{"$f":"IF(H44=\"電算室用\",\"\",IF(AND(N44=\"\",P44=\"\"),\"\",VLOOKUP('11_パッケージ (新設)'!E44,$AL$3:$AN$10,3,FALSE)))","v":""},null,null,"","","",null,"",null,0,0,"","","","",{"$f":"IFERROR(IF(AND(N44=\"\",P44=\"\"),\"\",IF(M44=\"電気\",(J44*AB44+K44*AC44)*L44/P44,IF(M44=\"都市ガス\",(J44*AB44+K44*AC44)*L44/P44*3.6/'2_メイン'!$AA$20,IF(M44=\"LPG\",(J44*AB44+K44*AC44)*L44/P44*3.6/'2_メイン'!$AC$20)))),0)","v":""},{"$f":"IF(AND(N44=\"\",P44=\"\"),\"\",IF(M44=\"電気\",(J44*AB44+K44*AC44)*L44/IF(N44=\"\",P44,N44),IF(M44=\"都市ガス\",(J44*AB44+K44*AC44)*L44/IF(N44=\"\",P44,N44)*3.6/'2_メイン'!$AA$20,IF(M44=\"LPG\",(J44*AB44+K44*AC44)*L44/IF(N44=\"\",P44,N44)*3.6/'2_メイン'!$AC$20))))","v":""},{"$f":"IFERROR(IF(M44=\"電気\",1-$AZ$4/(N44*3.6/'2_メイン'!$Z$20),1-$BB$4/N44),0)","v":0},{"$f":"IFERROR(IF(M44=\"電気\",1-$AX$7/(P44*3.6/'2_メイン'!$Z$20),1-$AX$7/P44),0)","v":0},"",{"$f":"IFERROR(IF(M44=\"電気\",1-$AZ$5/(P44*3.6/'2_メイン'!$Z$20),1-$BB$5/P44),0)","v":0},0]
[null,31,null,null,null,null,null,null,null,null,null,null,null,null,null,null,null,{"$f":"IF(H45=\"電算室用\",$AQ$7,IF(AND(N45=\"\",P45=\"\"),\"\",VLOOKUP('11_パッケージ (新設)'!E45,'11_パッケージ (新設)'!$AL$3:$AM$10,2,FALSE)))","v":""},{"$f":"IF(H45=\"電算室用\",\"\",IF(AND(N45=\"\",P45=\"\"),\"\",VLOOKUP('11_パッケージ (新設)'!E45,$AL$3:$AN$10,3,FALSE)))","v":""},null,null,"","","",null,"",null,0,0,"","","","",{"$f":"IFERROR(IF(AND(N45=\"\",P45=\"\"),\"\",IF(M45=\"電気\",(J45*AB45+K45*AC45)*L45/P45,IF(M45=\"都市ガス\",(J45*AB45+K45*AC45)*L45/P45*3.6/'2_メイン'!$AA$20,IF(M45=\"LPG\",(J45*AB45+K45*AC45)*L45/P45*3.6/'2_メイン'!$AC$20)))),0)","v":""},{"$f":"IF(AND(N45=\"\",P45=\"\"),\"\",IF(M45=\"電気\",(J45*AB45+K45*AC45)*L45/IF(N45=\"\",P45,N45),IF(M45=\"都市ガス\",(J45*AB45+K45*AC45)*L45/IF(N45=\"\",P45,N45)*3.6/'2_メイン'!$AA$20,IF(M45=\"LPG\",(J45*AB45+K45*AC45)*L45/IF(N45=\"\",P45,N45)*3.6/'2_メイン'!$AC$20))))","v":""},{"$f":"IFERROR(IF(M45=\"電気\",1-$AZ$4/(N45*3.6/'2_メイン'!$Z$20),1-$BB$4/N45),0)","v":0},{"$f":"IFERROR(IF(M45=\"電気\",1-$AX$7/(P45*3.6/'2_メイン'!$Z$20),1-$AX$7/P45),0)","v":0},"",{"$f":"IFERROR(IF(M45=\"電気\",1-$AZ$5/(P45*3.6/'2_メイン'!$Z$20),1-$BB$5/P45),0)","v":0},0]
[null,32,null,null,null,null,null,null,null,null,null,null,null,null,null,null,null,{"$f":"IF(H46=\"電算室用\",$AQ$7,IF(AND(N46=\"\",P46=\"\"),\"\",VLOOKUP('11_パッケージ (新設)'!E46,'11_パッケージ (新設)'!$AL$3:$AM$10,2,FALSE)))","v":""},{"$f":"IF(H46=\"電算室用\",\"\",IF(AND(N46=\"\",P46=\"\"),\"\",VLOOKUP('11_パッケージ (新設)'!E46,$AL$3:$AN$10,3,FALSE)))","v":""},null,null,"","","",null,"",null,0,0,"","","","",{"$f":"IFERROR(IF(AND(N46=\"\",P46=\"\"),\"\",IF(M46=\"電気\",(J46*AB46+K46*AC46)*L46/P46,IF(M46=\"都市ガス\",(J46*AB46+K46*AC46)*L46/P46*3.6/'2_メイン'!$AA$20,IF(M46=\"LPG\",(J46*AB46+K46*AC46)*L46/P46*3.6/'2_メイン'!$AC$20)))),0)","v":""},{"$f":"IF(AND(N46=\"\",P46=\"\"),\"\",IF(M46=\"電気\",(J46*AB46+K46*AC46)*L46/IF(N46=\"\",P46,N46),IF(M46=\"都市ガス\",(J46*AB46+K46*AC46)*L46/IF(N46=\"\",P46,N46)*3.6/'2_メイン'!$AA$20,IF(M46=\"LPG\",(J46*AB46+K46*AC46)*L46/IF(N46=\"\",P46,N46)*3.6/'2_メイン'!$AC$20))))","v":""},{"$f":"IFERROR(IF(M46=\"電気\",1-$AZ$4/(N46*3.6/'2_メイン'!$Z$20),1-$BB$4/N46),0)","v":0},{"$f":"IFERROR(IF(M46=\"電気\",1-$AX$7/(P46*3.6/'2_メイン'!$Z$20),1-$AX$7/P46),0)","v":0},"",{"$f":"IFERROR(IF(M46=\"電気\",1-$AZ$5/(P46*3.6/'2_メイン'!$Z$20),1-$BB$5/P46),0)","v":0},0]
[null,33,null,null,null,null,null,null,null,null,null,null,null,null,null,null,null,{"$f":"IF(H47=\"電算室用\",$AQ$7,IF(AND(N47=\"\",P47=\"\"),\"\",VLOOKUP('11_パッケージ (新設)'!E47,'11_パッケージ (新設)'!$AL$3:$AM$10,2,FALSE)))","v":""},{"$f":"IF(H47=\"電算室用\",\"\",IF(AND(N47=\"\",P47=\"\"),\"\",VLOOKUP('11_パッケージ (新設)'!E47,$AL$3:$AN$10,3,FALSE)))","v":""},null,null,"","","",null,"",null,0,0,"","","","",{"$f":"IFERROR(IF(AND(N47=\"\",P47=\"\"),\"\",IF(M47=\"電気\",(J47*AB47+K47*AC47)*L47/P47,IF(M47=\"都市ガス\",(J47*AB47+K47*AC47)*L47/P47*3.6/'2_メイン'!$AA$20,IF(M47=\"LPG\",(J47*AB47+K47*AC47)*L47/P47*3.6/'2_メイン'!$AC$20)))),0)","v":""},{"$f":"IF(AND(N47=\"\",P47=\"\"),\"\",IF(M47=\"電気\",(J47*AB47+K47*AC47)*L47/IF(N47=\"\",P47,N47),IF(M47=\"都市ガス\",(J47*AB47+K47*AC47)*L47/IF(N47=\"\",P47,N47)*3.6/'2_メイン'!$AA$20,IF(M47=\"LPG\",(J47*AB47+K47*AC47)*L47/IF(N47=\"\",P47,N47)*3.6/'2_メイン'!$AC$20))))","v":""},{"$f":"IFERROR(IF(M47=\"電気\",1-$AZ$4/(N47*3.6/'2_メイン'!$Z$20),1-$BB$4/N47),0)","v":0},{"$f":"IFERROR(IF(M47=\"電気\",1-$AX$7/(P47*3.6/'2_メイン'!$Z$20),1-$AX$7/P47),0)","v":0},"",{"$f":"IFERROR(IF(M47=\"電気\",1-$AZ$5/(P47*3.6/'2_メイン'!$Z$20),1-$BB$5/P47),0)","v":0},0]
[null,34,null,null,null,null,null,null,null,null,null,null,null,null,null,null,null,{"$f":"IF(H48=\"電算室用\",$AQ$7,IF(AND(N48=\"\",P48=\"\"),\"\",VLOOKUP('11_パッケージ (新設)'!E48,'11_パッケージ (新設)'!$AL$3:$AM$10,2,FALSE)))","v":""},{"$f":"IF(H48=\"電算室用\",\"\",IF(AND(N48=\"\",P48=\"\"),\"\",VLOOKUP('11_パッケージ (新設)'!E48,$AL$3:$AN$10,3,FALSE)))","v":""},null,null,"","","",null,"",null,0,0,"","","","",{"$f":"IFERROR(IF(AND(N48=\"\",P48=\"\"),\"\",IF(M48=\"電気\",(J48*AB48+K48*AC48)*L48/P48,IF(M48=\"都市ガス\",(J48*AB48+K48*AC48)*L48/P48*3.6/'2_メイン'!$AA$20,IF(M48=\"LPG\",(J48*AB48+K48*AC48)*L48/P48*3.6/'2_メイン'!$AC$20)))),0)","v":""},{"$f":"IF(AND(N48=\"\",P48=\"\"),\"\",IF(M48=\"電気\",(J48*AB48+K48*AC48)*L48/IF(N48=\"\",P48,N48),IF(M48=\"都市ガス\",(J48*AB48+K48*AC48)*L48/IF(N48=\"\",P48,N48)*3.6/'2_メイン'!$AA$20,IF(M48=\"LPG\",(J48*AB48+K48*AC48)*L48/IF(N48=\"\",P48,N48)*3.6/'2_メイン'!$AC$20))))","v":""},{"$f":"IFERROR(IF(M48=\"電気\",1-$AZ$4/(N48*3.6/'2_メイン'!$Z$20),1-$BB$4/N48),0)","v":0},{"$f":"IFERROR(IF(M48=\"電気\",1-$AX$7/(P48*3.6/'2_メイン'!$Z$20),1-$AX$7/P48),0)","v":0},"",{"$f":"IFERROR(IF(M48=\"電気\",1-$AZ$5/(P48*3.6/'2_メイン'!$Z$20),1-$BB$5/P48),0)","v":0},0]
[null,35,null,null,null,null,null,null,null,null,null,null,null,null,null,null,null,{"$f":"IF(H49=\"電算室用\",$AQ$7,IF(AND(N49=\"\",P49=\"\"),\"\",VLOOKUP('11_パッケージ (新設)'!E49,'11_パッケージ (新設)'!$AL$3:$AM$10,2,FALSE)))","v":""},{"$f":"IF(H49=\"電算室用\",\"\",IF(AND(N49=\"\",P49=\"\"),\"\",VLOOKUP('11_パッケージ (新設)'!E49,$AL$3:$AN$10,3,FALSE)))","v":""},null,null,"","","",null,"",null,0,0,"","","","",{"$f":"IFERROR(IF(AND(N49=\"\",P49=\"\"),\"\",IF(M49=\"電気\",(J49*AB49+K49*AC49)*L49/P49,IF(M49=\"都市ガス\",(J49*AB49+K49*AC49)*L49/P49*3.6/'2_メイン'!$AA$20,IF(M49=\"LPG\",(J49*AB49+K49*AC49)*L49/P49*3.6/'2_メイン'!$AC$20)))),0)","v":""},{"$f":"IF(AND(N49=\"\",P49=\"\"),\"\",IF(M49=\"電気\",(J49*AB49+K49*AC49)*L49/IF(N49=\"\",P49,N49),IF(M49=\"都市ガス\",(J49*AB49+K49*AC49)*L49/IF(N49=\"\",P49,N49)*3.6/'2_メイン'!$AA$20,IF(M49=\"LPG\",(J49*AB49+K49*AC49)*L49/IF(N49=\"\",P49,N49)*3.6/'2_メイン'!$AC$20))))","v":""},{"$f":"IFERROR(IF(M49=\"電気\",1-$AZ$4/(N49*3.6/'2_メイン'!$Z$20),1-$BB$4/N49),0)","v":0},{"$f":"IFERROR(IF(M49=\"電気\",1-$AX$7/(P49*3.6/'2_メイン'!$Z$20),1-$AX$7/P49),0)","v":0},"",{"$f":"IFERROR(IF(M49=\"電気\",1-$AZ$5/(P49*3.6/'2_メイン'!$Z$20),1-$BB$5/P49),0)","v":0},0]
[null,36,null,null,null,null,null,null,null,null,null,null,null,null,null,null,null,{"$f":"IF(H50=\"電算室用\",$AQ$7,IF(AND(N50=\"\",P50=\"\"),\"\",VLOOKUP('11_パッケージ (新設)'!E50,'11_パッケージ (新設)'!$AL$3:$AM$10,2,FALSE)))","v":""},{"$f":"IF(H50=\"電算室用\",\"\",IF(AND(N50=\"\",P50=\"\"),\"\",VLOOKUP('11_パッケージ (新設)'!E50,$AL$3:$AN$10,3,FALSE)))","v":""},null,null,"","","",null,"",null,0,0,"","","","",{"$f":"IFERROR(IF(AND(N50=\"\",P50=\"\"),\"\",IF(M50=\"電気\",(J50*AB50+K50*AC50)*L50/P50,IF(M50=\"都市ガス\",(J50*AB50+K50*AC50)*L50/P50*3.6/'2_メイン'!$AA$20,IF(M50=\"LPG\",(J50*AB50+K50*AC50)*L50/P50*3.6/'2_メイン'!$AC$20)))),0)","v":""},{"$f":"IF(AND(N50=\"\",P50=\"\"),\"\",IF(M50=\"電気\",(J50*AB50+K50*AC50)*L50/IF(N50=\"\",P50,N50),IF(M50=\"都市ガス\",(J50*AB50+K50*AC50)*L50/IF(N50=\"\",P50,N50)*3.6/'2_メイン'!$AA$20,IF(M50=\"LPG\",(J50*AB50+K50*AC50)*L50/IF(N50=\"\",P50,N50)*3.6/'2_メイン'!$AC$20))))","v":""},{"$f":"IFERROR(IF(M50=\"電気\",1-$AZ$4/(N50*3.6/'2_メイン'!$Z$20),1-$BB$4/N50),0)","v":0},{"$f":"IFERROR(IF(M50=\"電気\",1-$AX$7/(P50*3.6/'2_メイン'!$Z$20),1-$AX$7/P50),0)","v":0},"",{"$f":"IFERROR(IF(M50=\"電気\",1-$AZ$5/(P50*3.6/'2_メイン'!$Z$20),1-$BB$5/P50),0)","v":0},0]
[null,37,null,null,null,null,null,null,null,null,null,null,null,null,null,null,null,{"$f":"IF(H51=\"電算室用\",$AQ$7,IF(AND(N51=\"\",P51=\"\"),\"\",VLOOKUP('11_パッケージ (新設)'!E51,'11_パッケージ (新設)'!$AL$3:$AM$10,2,FALSE)))","v":""},{"$f":"IF(H51=\"電算室用\",\"\",IF(AND(N51=\"\",P51=\"\"),\"\",VLOOKUP('11_パッケージ (新設)'!E51,$AL$3:$AN$10,3,FALSE)))","v":""},null,null,"","","",null,"",null,0,0,"","","","",{"$f":"IFERROR(IF(AND(N51=\"\",P51=\"\"),\"\",IF(M51=\"電気\",(J51*AB51+K51*AC51)*L51/P51,IF(M51=\"都市ガス\",(J51*AB51+K51*AC51)*L51/P51*3.6/'2_メイン'!$AA$20,IF(M51=\"LPG\",(J51*AB51+K51*AC51)*L51/P51*3.6/'2_メイン'!$AC$20)))),0)","v":""},{"$f":"IF(AND(N51=\"\",P51=\"\"),\"\",IF(M51=\"電気\",(J51*AB51+K51*AC51)*L51/IF(N51=\"\",P51,N51),IF(M51=\"都市ガス\",(J51*AB51+K51*AC51)*L51/IF(N51=\"\",P51,N51)*3.6/'2_メイン'!$AA$20,IF(M51=\"LPG\",(J51*AB51+K51*AC51)*L51/IF(N51=\"\",P51,N51)*3.6/'2_メイン'!$AC$20))))","v":""},{"$f":"IFERROR(IF(M51=\"電気\",1-$AZ$4/(N51*3.6/'2_メイン'!$Z$20),1-$BB$4/N51),0)","v":0},{"$f":"IFERROR(IF(M51=\"電気\",1-$AX$7/(P51*3.6/'2_メイン'!$Z$20),1-$AX$7/P51),0)","v":0},"",{"$f":"IFERROR(IF(M51=\"電気\",1-$AZ$5/(P51*3.6/'2_メイン'!$Z$20),1-$BB$5/P51),0)","v":0},0]
[null,38,null,null,null,null,null,null,null,null,null,null,null,null,null,null,null,{"$f":"IF(H52=\"電算室用\",$AQ$7,IF(AND(N52=\"\",P52=\"\"),\"\",VLOOKUP('11_パッケージ (新設)'!E52,'11_パッケージ (新設)'!$AL$3:$AM$10,2,FALSE)))","v":""},{"$f":"IF(H52=\"電算室用\",\"\",IF(AND(N52=\"\",P52=\"\"),\"\",VLOOKUP('11_パッケージ (新設)'!E52,$AL$3:$AN$10,3,FALSE)))","v":""},null,null,"","","",null,"",null,0,0,"","","","",{"$f":"IFERROR(IF(AND(N52=\"\",P52=\"\"),\"\",IF(M52=\"電気\",(J52*AB52+K52*AC52)*L52/P52,IF(M52=\"都市ガス\",(J52*AB52+K52*AC52)*L52/P52*3.6/'2_メイン'!$AA$20,IF(M52=\"LPG\",(J52*AB52+K52*AC52)*L52/P52*3.6/'2_メイン'!$AC$20)))),0)","v":""},{"$f":"IF(AND(N52=\"\",P52=\"\"),\"\",IF(M52=\"電気\",(J52*AB52+K52*AC52)*L52/IF(N52=\"\",P52,N52),IF(M52=\"都市ガス\",(J52*AB52+K52*AC52)*L52/IF(N52=\"\",P52,N52)*3.6/'2_メイン'!$AA$20,IF(M52=\"LPG\",(J52*AB52+K52*AC52)*L52/IF(N52=\"\",P52,N52)*3.6/'2_メイン'!$AC$20))))","v":""},{"$f":"IFERROR(IF(M52=\"電気\",1-$AZ$4/(N52*3.6/'2_メイン'!$Z$20),1-$BB$4/N52),0)","v":0},{"$f":"IFERROR(IF(M52=\"電気\",1-$AX$7/(P52*3.6/'2_メイン'!$Z$20),1-$AX$7/P52),0)","v":0},"",{"$f":"IFERROR(IF(M52=\"電気\",1-$AZ$5/(P52*3.6/'2_メイン'!$Z$20),1-$BB$5/P52),0)","v":0},0]
[null,39,null,null,null,null,null,null,null,null,null,null,null,null,null,null,null,{"$f":"IF(H53=\"電算室用\",$AQ$7,IF(AND(N53=\"\",P53=\"\"),\"\",VLOOKUP('11_パッケージ (新設)'!E53,'11_パッケージ (新設)'!$AL$3:$AM$10,2,FALSE)))","v":""},{"$f":"IF(H53=\"電算室用\",\"\",IF(AND(N53=\"\",P53=\"\"),\"\",VLOOKUP('11_パッケージ (新設)'!E53,$AL$3:$AN$10,3,FALSE)))","v":""},null,null,"","","",null,"",null,0,0,"","","","",{"$f":"IFERROR(IF(AND(N53=\"\",P53=\"\"),\"\",IF(M53=\"電気\",(J53*AB53+K53*AC53)*L53/P53,IF(M53=\"都市ガス\",(J53*AB53+K53*AC53)*L53/P53*3.6/'2_メイン'!$AA$20,IF(M53=\"LPG\",(J53*AB53+K53*AC53)*L53/P53*3.6/'2_メイン'!$AC$20)))),0)","v":""},{"$f":"IF(AND(N53=\"\",P53=\"\"),\"\",IF(M53=\"電気\",(J53*AB53+K53*AC53)*L53/IF(N53=\"\",P53,N53),IF(M53=\"都市ガス\",(J53*AB53+K53*AC53)*L53/IF(N53=\"\",P53,N53)*3.6/'2_メイン'!$AA$20,IF(M53=\"LPG\",(J53*AB53+K53*AC53)*L53/IF(N53=\"\",P53,N53)*3.6/'2_メイン'!$AC$20))))","v":""},{"$f":"IFERROR(IF(M53=\"電気\",1-$AZ$4/(N53*3.6/'2_メイン'!$Z$20),1-$BB$4/N53),0)","v":0},{"$f":"IFERROR(IF(M53=\"電気\",1-$AX$7/(P53*3.6/'2_メイン'!$Z$20),1-$AX$7/P53),0)","v":0},"",{"$f":"IFERROR(IF(M53=\"電気\",1-$AZ$5/(P53*3.6/'2_メイン'!$Z$20),1-$BB$5/P53),0)","v":0},0]
[null,40,null,null,null,null,null,null,null,null,null,null,null,null,null,null,null,{"$f":"IF(H54=\"電算室用\",$AQ$7,IF(AND(N54=\"\",P54=\"\"),\"\",VLOOKUP('11_パッケージ (新設)'!E54,'11_パッケージ (新設)'!$AL$3:$AM$10,2,FALSE)))","v":""},{"$f":"IF(H54=\"電算室用\",\"\",IF(AND(N54=\"\",P54=\"\"),\"\",VLOOKUP('11_パッケージ (新設)'!E54,$AL$3:$AN$10,3,FALSE)))","v":""},null,null,"","","",null,"",null,0,0,"","","","",{"$f":"IFERROR(IF(AND(N54=\"\",P54=\"\"),\"\",IF(M54=\"電気\",(J54*AB54+K54*AC54)*L54/P54,IF(M54=\"都市ガス\",(J54*AB54+K54*AC54)*L54/P54*3.6/'2_メイン'!$AA$20,IF(M54=\"LPG\",(J54*AB54+K54*AC54)*L54/P54*3.6/'2_メイン'!$AC$20)))),0)","v":""},{"$f":"IF(AND(N54=\"\",P54=\"\"),\"\",IF(M54=\"電気\",(J54*AB54+K54*AC54)*L54/IF(N54=\"\",P54,N54),IF(M54=\"都市ガス\",(J54*AB54+K54*AC54)*L54/IF(N54=\"\",P54,N54)*3.6/'2_メイン'!$AA$20,IF(M54=\"LPG\",(J54*AB54+K54*AC54)*L54/IF(N54=\"\",P54,N54)*3.6/'2_メイン'!$AC$20))))","v":""},{"$f":"IFERROR(IF(M54=\"電気\",1-$AZ$4/(N54*3.6/'2_メイン'!$Z$20),1-$BB$4/N54),0)","v":0},{"$f":"IFERROR(IF(M54=\"電気\",1-$AX$7/(P54*3.6/'2_メイン'!$Z$20),1-$AX$7/P54),0)","v":0},"",{"$f":"IFERROR(IF(M54=\"電気\",1-$AZ$5/(P54*3.6/'2_メイン'!$Z$20),1-$BB$5/P54),0)","v":0},0]
[null,41,null,null,null,null,null,null,null,null,null,null,null,null,null,null,null,{"$f":"IF(H55=\"電算室用\",$AQ$7,IF(AND(N55=\"\",P55=\"\"),\"\",VLOOKUP('11_パッケージ (新設)'!E55,'11_パッケージ (新設)'!$AL$3:$AM$10,2,FALSE)))","v":""},{"$f":"IF(H55=\"電算室用\",\"\",IF(AND(N55=\"\",P55=\"\"),\"\",VLOOKUP('11_パッケージ (新設)'!E55,$AL$3:$AN$10,3,FALSE)))","v":""},null,null,"","","",null,"",null,0,0,"","","","",{"$f":"IFERROR(IF(AND(N55=\"\",P55=\"\"),\"\",IF(M55=\"電気\",(J55*AB55+K55*AC55)*L55/P55,IF(M55=\"都市ガス\",(J55*AB55+K55*AC55)*L55/P55*3.6/'2_メイン'!$AA$20,IF(M55=\"LPG\",(J55*AB55+K55*AC55)*L55/P55*3.6/'2_メイン'!$AC$20)))),0)","v":""},{"$f":"IF(AND(N55=\"\",P55=\"\"),\"\",IF(M55=\"電気\",(J55*AB55+K55*AC55)*L55/IF(N55=\"\",P55,N55),IF(M55=\"都市ガス\",(J55*AB55+K55*AC55)*L55/IF(N55=\"\",P55,N55)*3.6/'2_メイン'!$AA$20,IF(M55=\"LPG\",(J55*AB55+K55*AC55)*L55/IF(N55=\"\",P55,N55)*3.6/'2_メイン'!$AC$20))))","v":""},{"$f":"IFERROR(IF(M55=\"電気\",1-$AZ$4/(N55*3.6/'2_メイン'!$Z$20),1-$BB$4/N55),0)","v":0},{"$f":"IFERROR(IF(M55=\"電気\",1-$AX$7/(P55*3.6/'2_メイン'!$Z$20),1-$AX$7/P55),0)","v":0},"",{"$f":"IFERROR(IF(M55=\"電気\",1-$AZ$5/(P55*3.6/'2_メイン'!$Z$20),1-$BB$5/P55),0)","v":0},0]
[null,42,null,null,null,null,null,null,null,null,null,null,null,null,null,null,null,{"$f":"IF(H56=\"電算室用\",$AQ$7,IF(AND(N56=\"\",P56=\"\"),\"\",VLOOKUP('11_パッケージ (新設)'!E56,'11_パッケージ (新設)'!$AL$3:$AM$10,2,FALSE)))","v":""},{"$f":"IF(H56=\"電算室用\",\"\",IF(AND(N56=\"\",P56=\"\"),\"\",VLOOKUP('11_パッケージ (新設)'!E56,$AL$3:$AN$10,3,FALSE)))","v":""},null,null,"","","",null,"",null,0,0,"","","","",{"$f":"IFERROR(IF(AND(N56=\"\",P56=\"\"),\"\",IF(M56=\"電気\",(J56*AB56+K56*AC56)*L56/P56,IF(M56=\"都市ガス\",(J56*AB56+K56*AC56)*L56/P56*3.6/'2_メイン'!$AA$20,IF(M56=\"LPG\",(J56*AB56+K56*AC56)*L56/P56*3.6/'2_メイン'!$AC$20)))),0)","v":""},{"$f":"IF(AND(N56=\"\",P56=\"\"),\"\",IF(M56=\"電気\",(J56*AB56+K56*AC56)*L56/IF(N56=\"\",P56,N56),IF(M56=\"都市ガス\",(J56*AB56+K56*AC56)*L56/IF(N56=\"\",P56,N56)*3.6/'2_メイン'!$AA$20,IF(M56=\"LPG\",(J56*AB56+K56*AC56)*L56/IF(N56=\"\",P56,N56)*3.6/'2_メイン'!$AC$20))))","v":""},{"$f":"IFERROR(IF(M56=\"電気\",1-$AZ$4/(N56*3.6/'2_メイン'!$Z$20),1-$BB$4/N56),0)","v":0},{"$f":"IFERROR(IF(M56=\"電気\",1-$AX$7/(P56*3.6/'2_メイン'!$Z$20),1-$AX$7/P56),0)","v":0},"",{"$f":"IFERROR(IF(M56=\"電気\",1-$AZ$5/(P56*3.6/'2_メイン'!$Z$20),1-$BB$5/P56),0)","v":0},0]
[null,43,null,null,null,null,null,null,null,null,null,null,null,null,null,null,null,{"$f":"IF(H57=\"電算室用\",$AQ$7,IF(AND(N57=\"\",P57=\"\"),\"\",VLOOKUP('11_パッケージ (新設)'!E57,'11_パッケージ (新設)'!$AL$3:$AM$10,2,FALSE)))","v":""},{"$f":"IF(H57=\"電算室用\",\"\",IF(AND(N57=\"\",P57=\"\"),\"\",VLOOKUP('11_パッケージ (新設)'!E57,$AL$3:$AN$10,3,FALSE)))","v":""},null,null,"","","",null,"",null,0,0,"","","","",{"$f":"IFERROR(IF(AND(N57=\"\",P57=\"\"),\"\",IF(M57=\"電気\",(J57*AB57+K57*AC57)*L57/P57,IF(M57=\"都市ガス\",(J57*AB57+K57*AC57)*L57/P57*3.6/'2_メイン'!$AA$20,IF(M57=\"LPG\",(J57*AB57+K57*AC57)*L57/P57*3.6/'2_メイン'!$AC$20)))),0)","v":""},{"$f":"IF(AND(N57=\"\",P57=\"\"),\"\",IF(M57=\"電気\",(J57*AB57+K57*AC57)*L57/IF(N57=\"\",P57,N57),IF(M57=\"都市ガス\",(J57*AB57+K57*AC57)*L57/IF(N57=\"\",P57,N57)*3.6/'2_メイン'!$AA$20,IF(M57=\"LPG\",(J57*AB57+K57*AC57)*L57/IF(N57=\"\",P57,N57)*3.6/'2_メイン'!$AC$20))))","v":""},{"$f":"IFERROR(IF(M57=\"電気\",1-$AZ$4/(N57*3.6/'2_メイン'!$Z$20),1-$BB$4/N57),0)","v":0},{"$f":"IFERROR(IF(M57=\"電気\",1-$AX$7/(P57*3.6/'2_メイン'!$Z$20),1-$AX$7/P57),0)","v":0},"",{"$f":"IFERROR(IF(M57=\"電気\",1-$AZ$5/(P57*3.6/'2_メイン'!$Z$20),1-$BB$5/P57),0)","v":0},0]
[null,44,null,null,null,null,null,null,null,null,null,null,null,null,null,null,null,{"$f":"IF(H58=\"電算室用\",$AQ$7,IF(AND(N58=\"\",P58=\"\"),\"\",VLOOKUP('11_パッケージ (新設)'!E58,'11_パッケージ (新設)'!$AL$3:$AM$10,2,FALSE)))","v":""},{"$f":"IF(H58=\"電算室用\",\"\",IF(AND(N58=\"\",P58=\"\"),\"\",VLOOKUP('11_パッケージ (新設)'!E58,$AL$3:$AN$10,3,FALSE)))","v":""},null,null,"","","",null,"",null,0,0,"","","","",{"$f":"IFERROR(IF(AND(N58=\"\",P58=\"\"),\"\",IF(M58=\"電気\",(J58*AB58+K58*AC58)*L58/P58,IF(M58=\"都市ガス\",(J58*AB58+K58*AC58)*L58/P58*3.6/'2_メイン'!$AA$20,IF(M58=\"LPG\",(J58*AB58+K58*AC58)*L58/P58*3.6/'2_メイン'!$AC$20)))),0)","v":""},{"$f":"IF(AND(N58=\"\",P58=\"\"),\"\",IF(M58=\"電気\",(J58*AB58+K58*AC58)*L58/IF(N58=\"\",P58,N58),IF(M58=\"都市ガス\",(J58*AB58+K58*AC58)*L58/IF(N58=\"\",P58,N58)*3.6/'2_メイン'!$AA$20,IF(M58=\"LPG\",(J58*AB58+K58*AC58)*L58/IF(N58=\"\",P58,N58)*3.6/'2_メイン'!$AC$20))))","v":""},{"$f":"IFERROR(IF(M58=\"電気\",1-$AZ$4/(N58*3.6/'2_メイン'!$Z$20),1-$BB$4/N58),0)","v":0},{"$f":"IFERROR(IF(M58=\"電気\",1-$AX$7/(P58*3.6/'2_メイン'!$Z$20),1-$AX$7/P58),0)","v":0},"",{"$f":"IFERROR(IF(M58=\"電気\",1-$AZ$5/(P58*3.6/'2_メイン'!$Z$20),1-$BB$5/P58),0)","v":0},0]
[null,45,null,null,null,null,null,null,null,null,null,null,null,null,null,null,null,{"$f":"IF(H59=\"電算室用\",$AQ$7,IF(AND(N59=\"\",P59=\"\"),\"\",VLOOKUP('11_パッケージ (新設)'!E59,'11_パッケージ (新設)'!$AL$3:$AM$10,2,FALSE)))","v":""},{"$f":"IF(H59=\"電算室用\",\"\",IF(AND(N59=\"\",P59=\"\"),\"\",VLOOKUP('11_パッケージ (新設)'!E59,$AL$3:$AN$10,3,FALSE)))","v":""},null,null,"","","",null,"",null,0,0,"","","","",{"$f":"IFERROR(IF(AND(N59=\"\",P59=\"\"),\"\",IF(M59=\"電気\",(J59*AB59+K59*AC59)*L59/P59,IF(M59=\"都市ガス\",(J59*AB59+K59*AC59)*L59/P59*3.6/'2_メイン'!$AA$20,IF(M59=\"LPG\",(J59*AB59+K59*AC59)*L59/P59*3.6/'2_メイン'!$AC$20)))),0)","v":""},{"$f":"IF(AND(N59=\"\",P59=\"\"),\"\",IF(M59=\"電気\",(J59*AB59+K59*AC59)*L59/IF(N59=\"\",P59,N59),IF(M59=\"都市ガス\",(J59*AB59+K59*AC59)*L59/IF(N59=\"\",P59,N59)*3.6/'2_メイン'!$AA$20,IF(M59=\"LPG\",(J59*AB59+K59*AC59)*L59/IF(N59=\"\",P59,N59)*3.6/'2_メイン'!$AC$20))))","v":""},{"$f":"IFERROR(IF(M59=\"電気\",1-$AZ$4/(N59*3.6/'2_メイン'!$Z$20),1-$BB$4/N59),0)","v":0},{"$f":"IFERROR(IF(M59=\"電気\",1-$AX$7/(P59*3.6/'2_メイン'!$Z$20),1-$AX$7/P59),0)","v":0},"",{"$f":"IFERROR(IF(M59=\"電気\",1-$AZ$5/(P59*3.6/'2_メイン'!$Z$20),1-$BB$5/P59),0)","v":0},0]
[null,46,null,null,null,null,null,null,null,null,null,null,null,null,null,null,null,{"$f":"IF(H60=\"電算室用\",$AQ$7,IF(AND(N60=\"\",P60=\"\"),\"\",VLOOKUP('11_パッケージ (新設)'!E60,'11_パッケージ (新設)'!$AL$3:$AM$10,2,FALSE)))","v":""},{"$f":"IF(H60=\"電算室用\",\"\",IF(AND(N60=\"\",P60=\"\"),\"\",VLOOKUP('11_パッケージ (新設)'!E60,$AL$3:$AN$10,3,FALSE)))","v":""},null,null,"","","",null,"",null,0,0,"","","","",{"$f":"IFERROR(IF(AND(N60=\"\",P60=\"\"),\"\",IF(M60=\"電気\",(J60*AB60+K60*AC60)*L60/P60,IF(M60=\"都市ガス\",(J60*AB60+K60*AC60)*L60/P60*3.6/'2_メイン'!$AA$20,IF(M60=\"LPG\",(J60*AB60+K60*AC60)*L60/P60*3.6/'2_メイン'!$AC$20)))),0)","v":""},{"$f":"IF(AND(N60=\"\",P60=\"\"),\"\",IF(M60=\"電気\",(J60*AB60+K60*AC60)*L60/IF(N60=\"\",P60,N60),IF(M60=\"都市ガス\",(J60*AB60+K60*AC60)*L60/IF(N60=\"\",P60,N60)*3.6/'2_メイン'!$AA$20,IF(M60=\"LPG\",(J60*AB60+K60*AC60)*L60/IF(N60=\"\",P60,N60)*3.6/'2_メイン'!$AC$20))))","v":""},{"$f":"IFERROR(IF(M60=\"電気\",1-$AZ$4/(N60*3.6/'2_メイン'!$Z$20),1-$BB$4/N60),0)","v":0},{"$f":"IFERROR(IF(M60=\"電気\",1-$AX$7/(P60*3.6/'2_メイン'!$Z$20),1-$AX$7/P60),0)","v":0},"",{"$f":"IFERROR(IF(M60=\"電気\",1-$AZ$5/(P60*3.6/'2_メイン'!$Z$20),1-$BB$5/P60),0)","v":0},0]
[null,47,null,null,null,null,null,null,null,null,null,null,null,null,null,null,null,{"$f":"IF(H61=\"電算室用\",$AQ$7,IF(AND(N61=\"\",P61=\"\"),\"\",VLOOKUP('11_パッケージ (新設)'!E61,'11_パッケージ (新設)'!$AL$3:$AM$10,2,FALSE)))","v":""},{"$f":"IF(H61=\"電算室用\",\"\",IF(AND(N61=\"\",P61=\"\"),\"\",VLOOKUP('11_パッケージ (新設)'!E61,$AL$3:$AN$10,3,FALSE)))","v":""},null,null,"","","",null,"",null,0,0,"","","","",{"$f":"IFERROR(IF(AND(N61=\"\",P61=\"\"),\"\",IF(M61=\"電気\",(J61*AB61+K61*AC61)*L61/P61,IF(M61=\"都市ガス\",(J61*AB61+K61*AC61)*L61/P61*3.6/'2_メイン'!$AA$20,IF(M61=\"LPG\",(J61*AB61+K61*AC61)*L61/P61*3.6/'2_メイン'!$AC$20)))),0)","v":""},{"$f":"IF(AND(N61=\"\",P61=\"\"),\"\",IF(M61=\"電気\",(J61*AB61+K61*AC61)*L61/IF(N61=\"\",P61,N61),IF(M61=\"都市ガス\",(J61*AB61+K61*AC61)*L61/IF(N61=\"\",P61,N61)*3.6/'2_メイン'!$AA$20,IF(M61=\"LPG\",(J61*AB61+K61*AC61)*L61/IF(N61=\"\",P61,N61)*3.6/'2_メイン'!$AC$20))))","v":""},{"$f":"IFERROR(IF(M61=\"電気\",1-$AZ$4/(N61*3.6/'2_メイン'!$Z$20),1-$BB$4/N61),0)","v":0},{"$f":"IFERROR(IF(M61=\"電気\",1-$AX$7/(P61*3.6/'2_メイン'!$Z$20),1-$AX$7/P61),0)","v":0},"",{"$f":"IFERROR(IF(M61=\"電気\",1-$AZ$5/(P61*3.6/'2_メイン'!$Z$20),1-$BB$5/P61),0)","v":0},0]
[null,48,null,null,null,null,null,null,null,null,null,null,null,null,null,null,null,{"$f":"IF(H62=\"電算室用\",$AQ$7,IF(AND(N62=\"\",P62=\"\"),\"\",VLOOKUP('11_パッケージ (新設)'!E62,'11_パッケージ (新設)'!$AL$3:$AM$10,2,FALSE)))","v":""},{"$f":"IF(H62=\"電算室用\",\"\",IF(AND(N62=\"\",P62=\"\"),\"\",VLOOKUP('11_パッケージ (新設)'!E62,$AL$3:$AN$10,3,FALSE)))","v":""},null,null,"","","",null,"",null,0,0,"","","","",{"$f":"IFERROR(IF(AND(N62=\"\",P62=\"\"),\"\",IF(M62=\"電気\",(J62*AB62+K62*AC62)*L62/P62,IF(M62=\"都市ガス\",(J62*AB62+K62*AC62)*L62/P62*3.6/'2_メイン'!$AA$20,IF(M62=\"LPG\",(J62*AB62+K62*AC62)*L62/P62*3.6/'2_メイン'!$AC$20)))),0)","v":""},{"$f":"IF(AND(N62=\"\",P62=\"\"),\"\",IF(M62=\"電気\",(J62*AB62+K62*AC62)*L62/IF(N62=\"\",P62,N62),IF(M62=\"都市ガス\",(J62*AB62+K62*AC62)*L62/IF(N62=\"\",P62,N62)*3.6/'2_メイン'!$AA$20,IF(M62=\"LPG\",(J62*AB62+K62*AC62)*L62/IF(N62=\"\",P62,N62)*3.6/'2_メイン'!$AC$20))))","v":""},{"$f":"IFERROR(IF(M62=\"電気\",1-$AZ$4/(N62*3.6/'2_メイン'!$Z$20),1-$BB$4/N62),0)","v":0},{"$f":"IFERROR(IF(M62=\"電気\",1-$AX$7/(P62*3.6/'2_メイン'!$Z$20),1-$AX$7/P62),0)","v":0},"",{"$f":"IFERROR(IF(M62=\"電気\",1-$AZ$5/(P62*3.6/'2_メイン'!$Z$20),1-$BB$5/P62),0)","v":0},0]
[null,49,null,null,null,null,null,null,null,null,null,null,null,null,null,null,null,{"$f":"IF(H63=\"電算室用\",$AQ$7,IF(AND(N63=\"\",P63=\"\"),\"\",VLOOKUP('11_パッケージ (新設)'!E63,'11_パッケージ (新設)'!$AL$3:$AM$10,2,FALSE)))","v":""},{"$f":"IF(H63=\"電算室用\",\"\",IF(AND(N63=\"\",P63=\"\"),\"\",VLOOKUP('11_パッケージ (新設)'!E63,$AL$3:$AN$10,3,FALSE)))","v":""},null,null,"","","",null,"",null,0,0,"","","","",{"$f":"IFERROR(IF(AND(N63=\"\",P63=\"\"),\"\",IF(M63=\"電気\",(J63*AB63+K63*AC63)*L63/P63,IF(M63=\"都市ガス\",(J63*AB63+K63*AC63)*L63/P63*3.6/'2_メイン'!$AA$20,IF(M63=\"LPG\",(J63*AB63+K63*AC63)*L63/P63*3.6/'2_メイン'!$AC$20)))),0)","v":""},{"$f":"IF(AND(N63=\"\",P63=\"\"),\"\",IF(M63=\"電気\",(J63*AB63+K63*AC63)*L63/IF(N63=\"\",P63,N63),IF(M63=\"都市ガス\",(J63*AB63+K63*AC63)*L63/IF(N63=\"\",P63,N63)*3.6/'2_メイン'!$AA$20,IF(M63=\"LPG\",(J63*AB63+K63*AC63)*L63/IF(N63=\"\",P63,N63)*3.6/'2_メイン'!$AC$20))))","v":""},{"$f":"IFERROR(IF(M63=\"電気\",1-$AZ$4/(N63*3.6/'2_メイン'!$Z$20),1-$BB$4/N63),0)","v":0},{"$f":"IFERROR(IF(M63=\"電気\",1-$AX$7/(P63*3.6/'2_メイン'!$Z$20),1-$AX$7/P63),0)","v":0},"",{"$f":"IFERROR(IF(M63=\"電気\",1-$AZ$5/(P63*3.6/'2_メイン'!$Z$20),1-$BB$5/P63),0)","v":0},0]
[null,50,null,null,null,null,null,null,null,null,null,null,null,null,null,null,null,{"$f":"IF(H64=\"電算室用\",$AQ$7,IF(AND(N64=\"\",P64=\"\"),\"\",VLOOKUP('11_パッケージ (新設)'!E64,'11_パッケージ (新設)'!$AL$3:$AM$10,2,FALSE)))","v":""},{"$f":"IF(H64=\"電算室用\",\"\",IF(AND(N64=\"\",P64=\"\"),\"\",VLOOKUP('11_パッケージ (新設)'!E64,$AL$3:$AN$10,3,FALSE)))","v":""},null,null,"","","",null,"",null,0,0,"","","","",{"$f":"IFERROR(IF(AND(N64=\"\",P64=\"\"),\"\",IF(M64=\"電気\",(J64*AB64+K64*AC64)*L64/P64,IF(M64=\"都市ガス\",(J64*AB64+K64*AC64)*L64/P64*3.6/'2_メイン'!$AA$20,IF(M64=\"LPG\",(J64*AB64+K64*AC64)*L64/P64*3.6/'2_メイン'!$AC$20)))),0)","v":""},{"$f":"IF(AND(N64=\"\",P64=\"\"),\"\",IF(M64=\"電気\",(J64*AB64+K64*AC64)*L64/IF(N64=\"\",P64,N64),IF(M64=\"都市ガス\",(J64*AB64+K64*AC64)*L64/IF(N64=\"\",P64,N64)*3.6/'2_メイン'!$AA$20,IF(M64=\"LPG\",(J64*AB64+K64*AC64)*L64/IF(N64=\"\",P64,N64)*3.6/'2_メイン'!$AC$20))))","v":""},{"$f":"IFERROR(IF(M64=\"電気\",1-$AZ$4/(N64*3.6/'2_メイン'!$Z$20),1-$BB$4/N64),0)","v":0},{"$f":"IFERROR(IF(M64=\"電気\",1-$AX$7/(P64*3.6/'2_メイン'!$Z$20),1-$AX$7/P64),0)","v":0},"",{"$f":"IFERROR(IF(M64=\"電気\",1-$AZ$5/(P64*3.6/'2_メイン'!$Z$20),1-$BB$5/P64),0)","v":0},0]
[null,51,null,null,null,null,null,null,null,null,null,null,null,null,null,null,null,{"$f":"IF(H65=\"電算室用\",$AQ$7,IF(AND(N65=\"\",P65=\"\"),\"\",VLOOKUP('11_パッケージ (新設)'!E65,'11_パッケージ (新設)'!$AL$3:$AM$10,2,FALSE)))","v":""},{"$f":"IF(H65=\"電算室用\",\"\",IF(AND(N65=\"\",P65=\"\"),\"\",VLOOKUP('11_パッケージ (新設)'!E65,$AL$3:$AN$10,3,FALSE)))","v":""},null,null,"","","",null,"",null,0,0,"","","","",{"$f":"IFERROR(IF(AND(N65=\"\",P65=\"\"),\"\",IF(M65=\"電気\",(J65*AB65+K65*AC65)*L65/P65,IF(M65=\"都市ガス\",(J65*AB65+K65*AC65)*L65/P65*3.6/'2_メイン'!$AA$20,IF(M65=\"LPG\",(J65*AB65+K65*AC65)*L65/P65*3.6/'2_メイン'!$AC$20)))),0)","v":""},{"$f":"IF(AND(N65=\"\",P65=\"\"),\"\",IF(M65=\"電気\",(J65*AB65+K65*AC65)*L65/IF(N65=\"\",P65,N65),IF(M65=\"都市ガス\",(J65*AB65+K65*AC65)*L65/IF(N65=\"\",P65,N65)*3.6/'2_メイン'!$AA$20,IF(M65=\"LPG\",(J65*AB65+K65*AC65)*L65/IF(N65=\"\",P65,N65)*3.6/'2_メイン'!$AC$20))))","v":""},{"$f":"IFERROR(IF(M65=\"電気\",1-$AZ$4/(N65*3.6/'2_メイン'!$Z$20),1-$BB$4/N65),0)","v":0},{"$f":"IFERROR(IF(M65=\"電気\",1-$AX$7/(P65*3.6/'2_メイン'!$Z$20),1-$AX$7/P65),0)","v":0},"",{"$f":"IFERROR(IF(M65=\"電気\",1-$AZ$5/(P65*3.6/'2_メイン'!$Z$20),1-$BB$5/P65),0)","v":0},0]
[null,52,null,null,null,null,null,null,null,null,null,null,null,null,null,null,null,{"$f":"IF(H66=\"電算室用\",$AQ$7,IF(AND(N66=\"\",P66=\"\"),\"\",VLOOKUP('11_パッケージ (新設)'!E66,'11_パッケージ (新設)'!$AL$3:$AM$10,2,FALSE)))","v":""},{"$f":"IF(H66=\"電算室用\",\"\",IF(AND(N66=\"\",P66=\"\"),\"\",VLOOKUP('11_パッケージ (新設)'!E66,$AL$3:$AN$10,3,FALSE)))","v":""},null,null,"","","",null,"",null,0,0,"","","","",{"$f":"IFERROR(IF(AND(N66=\"\",P66=\"\"),\"\",IF(M66=\"電気\",(J66*AB66+K66*AC66)*L66/P66,IF(M66=\"都市ガス\",(J66*AB66+K66*AC66)*L66/P66*3.6/'2_メイン'!$AA$20,IF(M66=\"LPG\",(J66*AB66+K66*AC66)*L66/P66*3.6/'2_メイン'!$AC$20)))),0)","v":""},{"$f":"IF(AND(N66=\"\",P66=\"\"),\"\",IF(M66=\"電気\",(J66*AB66+K66*AC66)*L66/IF(N66=\"\",P66,N66),IF(M66=\"都市ガス\",(J66*AB66+K66*AC66)*L66/IF(N66=\"\",P66,N66)*3.6/'2_メイン'!$AA$20,IF(M66=\"LPG\",(J66*AB66+K66*AC66)*L66/IF(N66=\"\",P66,N66)*3.6/'2_メイン'!$AC$20))))","v":""},{"$f":"IFERROR(IF(M66=\"電気\",1-$AZ$4/(N66*3.6/'2_メイン'!$Z$20),1-$BB$4/N66),0)","v":0},{"$f":"IFERROR(IF(M66=\"電気\",1-$AX$7/(P66*3.6/'2_メイン'!$Z$20),1-$AX$7/P66),0)","v":0},"",{"$f":"IFERROR(IF(M66=\"電気\",1-$AZ$5/(P66*3.6/'2_メイン'!$Z$20),1-$BB$5/P66),0)","v":0},0]
[null,53,null,null,null,null,null,null,null,null,null,null,null,null,null,null,null,{"$f":"IF(H67=\"電算室用\",$AQ$7,IF(AND(N67=\"\",P67=\"\"),\"\",VLOOKUP('11_パッケージ (新設)'!E67,'11_パッケージ (新設)'!$AL$3:$AM$10,2,FALSE)))","v":""},{"$f":"IF(H67=\"電算室用\",\"\",IF(AND(N67=\"\",P67=\"\"),\"\",VLOOKUP('11_パッケージ (新設)'!E67,$AL$3:$AN$10,3,FALSE)))","v":""},null,null,"","","",null,"",null,0,0,"","","","",{"$f":"IFERROR(IF(AND(N67=\"\",P67=\"\"),\"\",IF(M67=\"電気\",(J67*AB67+K67*AC67)*L67/P67,IF(M67=\"都市ガス\",(J67*AB67+K67*AC67)*L67/P67*3.6/'2_メイン'!$AA$20,IF(M67=\"LPG\",(J67*AB67+K67*AC67)*L67/P67*3.6/'2_メイン'!$AC$20)))),0)","v":""},{"$f":"IF(AND(N67=\"\",P67=\"\"),\"\",IF(M67=\"電気\",(J67*AB67+K67*AC67)*L67/IF(N67=\"\",P67,N67),IF(M67=\"都市ガス\",(J67*AB67+K67*AC67)*L67/IF(N67=\"\",P67,N67)*3.6/'2_メイン'!$AA$20,IF(M67=\"LPG\",(J67*AB67+K67*AC67)*L67/IF(N67=\"\",P67,N67)*3.6/'2_メイン'!$AC$20))))","v":""},{"$f":"IFERROR(IF(M67=\"電気\",1-$AZ$4/(N67*3.6/'2_メイン'!$Z$20),1-$BB$4/N67),0)","v":0},{"$f":"IFERROR(IF(M67=\"電気\",1-$AX$7/(P67*3.6/'2_メイン'!$Z$20),1-$AX$7/P67),0)","v":0},"",{"$f":"IFERROR(IF(M67=\"電気\",1-$AZ$5/(P67*3.6/'2_メイン'!$Z$20),1-$BB$5/P67),0)","v":0},0]
[null,54,null,null,null,null,null,null,null,null,null,null,null,null,null,null,null,{"$f":"IF(H68=\"電算室用\",$AQ$7,IF(AND(N68=\"\",P68=\"\"),\"\",VLOOKUP('11_パッケージ (新設)'!E68,'11_パッケージ (新設)'!$AL$3:$AM$10,2,FALSE)))","v":""},{"$f":"IF(H68=\"電算室用\",\"\",IF(AND(N68=\"\",P68=\"\"),\"\",VLOOKUP('11_パッケージ (新設)'!E68,$AL$3:$AN$10,3,FALSE)))","v":""},null,null,"","","",null,"",null,0,0,"","","","",{"$f":"IFERROR(IF(AND(N68=\"\",P68=\"\"),\"\",IF(M68=\"電気\",(J68*AB68+K68*AC68)*L68/P68,IF(M68=\"都市ガス\",(J68*AB68+K68*AC68)*L68/P68*3.6/'2_メイン'!$AA$20,IF(M68=\"LPG\",(J68*AB68+K68*AC68)*L68/P68*3.6/'2_メイン'!$AC$20)))),0)","v":""},{"$f":"IF(AND(N68=\"\",P68=\"\"),\"\",IF(M68=\"電気\",(J68*AB68+K68*AC68)*L68/IF(N68=\"\",P68,N68),IF(M68=\"都市ガス\",(J68*AB68+K68*AC68)*L68/IF(N68=\"\",P68,N68)*3.6/'2_メイン'!$AA$20,IF(M68=\"LPG\",(J68*AB68+K68*AC68)*L68/IF(N68=\"\",P68,N68)*3.6/'2_メイン'!$AC$20))))","v":""},{"$f":"IFERROR(IF(M68=\"電気\",1-$AZ$4/(N68*3.6/'2_メイン'!$Z$20),1-$BB$4/N68),0)","v":0},{"$f":"IFERROR(IF(M68=\"電気\",1-$AX$7/(P68*3.6/'2_メイン'!$Z$20),1-$AX$7/P68),0)","v":0},"",{"$f":"IFERROR(IF(M68=\"電気\",1-$AZ$5/(P68*3.6/'2_メイン'!$Z$20),1-$BB$5/P68),0)","v":0},0]
[null,55,null,null,null,null,null,null,null,null,null,null,null,null,null,null,null,{"$f":"IF(H69=\"電算室用\",$AQ$7,IF(AND(N69=\"\",P69=\"\"),\"\",VLOOKUP('11_パッケージ (新設)'!E69,'11_パッケージ (新設)'!$AL$3:$AM$10,2,FALSE)))","v":""},{"$f":"IF(H69=\"電算室用\",\"\",IF(AND(N69=\"\",P69=\"\"),\"\",VLOOKUP('11_パッケージ (新設)'!E69,$AL$3:$AN$10,3,FALSE)))","v":""},null,null,"","","",null,"",null,0,0,"","","","",{"$f":"IFERROR(IF(AND(N69=\"\",P69=\"\"),\"\",IF(M69=\"電気\",(J69*AB69+K69*AC69)*L69/P69,IF(M69=\"都市ガス\",(J69*AB69+K69*AC69)*L69/P69*3.6/'2_メイン'!$AA$20,IF(M69=\"LPG\",(J69*AB69+K69*AC69)*L69/P69*3.6/'2_メイン'!$AC$20)))),0)","v":""},{"$f":"IF(AND(N69=\"\",P69=\"\"),\"\",IF(M69=\"電気\",(J69*AB69+K69*AC69)*L69/IF(N69=\"\",P69,N69),IF(M69=\"都市ガス\",(J69*AB69+K69*AC69)*L69/IF(N69=\"\",P69,N69)*3.6/'2_メイン'!$AA$20,IF(M69=\"LPG\",(J69*AB69+K69*AC69)*L69/IF(N69=\"\",P69,N69)*3.6/'2_メイン'!$AC$20))))","v":""},{"$f":"IFERROR(IF(M69=\"電気\",1-$AZ$4/(N69*3.6/'2_メイン'!$Z$20),1-$BB$4/N69),0)","v":0},{"$f":"IFERROR(IF(M69=\"電気\",1-$AX$7/(P69*3.6/'2_メイン'!$Z$20),1-$AX$7/P69),0)","v":0},"",{"$f":"IFERROR(IF(M69=\"電気\",1-$AZ$5/(P69*3.6/'2_メイン'!$Z$20),1-$BB$5/P69),0)","v":0},0]
[null,56,null,null,null,null,null,null,null,null,null,null,null,null,null,null,null,{"$f":"IF(H70=\"電算室用\",$AQ$7,IF(AND(N70=\"\",P70=\"\"),\"\",VLOOKUP('11_パッケージ (新設)'!E70,'11_パッケージ (新設)'!$AL$3:$AM$10,2,FALSE)))","v":""},{"$f":"IF(H70=\"電算室用\",\"\",IF(AND(N70=\"\",P70=\"\"),\"\",VLOOKUP('11_パッケージ (新設)'!E70,$AL$3:$AN$10,3,FALSE)))","v":""},null,null,"","","",null,"",null,0,0,"","","","",{"$f":"IFERROR(IF(AND(N70=\"\",P70=\"\"),\"\",IF(M70=\"電気\",(J70*AB70+K70*AC70)*L70/P70,IF(M70=\"都市ガス\",(J70*AB70+K70*AC70)*L70/P70*3.6/'2_メイン'!$AA$20,IF(M70=\"LPG\",(J70*AB70+K70*AC70)*L70/P70*3.6/'2_メイン'!$AC$20)))),0)","v":""},{"$f":"IF(AND(N70=\"\",P70=\"\"),\"\",IF(M70=\"電気\",(J70*AB70+K70*AC70)*L70/IF(N70=\"\",P70,N70),IF(M70=\"都市ガス\",(J70*AB70+K70*AC70)*L70/IF(N70=\"\",P70,N70)*3.6/'2_メイン'!$AA$20,IF(M70=\"LPG\",(J70*AB70+K70*AC70)*L70/IF(N70=\"\",P70,N70)*3.6/'2_メイン'!$AC$20))))","v":""},{"$f":"IFERROR(IF(M70=\"電気\",1-$AZ$4/(N70*3.6/'2_メイン'!$Z$20),1-$BB$4/N70),0)","v":0},{"$f":"IFERROR(IF(M70=\"電気\",1-$AX$7/(P70*3.6/'2_メイン'!$Z$20),1-$AX$7/P70),0)","v":0},"",{"$f":"IFERROR(IF(M70=\"電気\",1-$AZ$5/(P70*3.6/'2_メイン'!$Z$20),1-$BB$5/P70),0)","v":0},0]
[null,57,null,null,null,null,null,null,null,null,null,null,null,null,null,null,null,{"$f":"IF(H71=\"電算室用\",$AQ$7,IF(AND(N71=\"\",P71=\"\"),\"\",VLOOKUP('11_パッケージ (新設)'!E71,'11_パッケージ (新設)'!$AL$3:$AM$10,2,FALSE)))","v":""},{"$f":"IF(H71=\"電算室用\",\"\",IF(AND(N71=\"\",P71=\"\"),\"\",VLOOKUP('11_パッケージ (新設)'!E71,$AL$3:$AN$10,3,FALSE)))","v":""},null,null,"","","",null,"",null,0,0,"","","","",{"$f":"IFERROR(IF(AND(N71=\"\",P71=\"\"),\"\",IF(M71=\"電気\",(J71*AB71+K71*AC71)*L71/P71,IF(M71=\"都市ガス\",(J71*AB71+K71*AC71)*L71/P71*3.6/'2_メイン'!$AA$20,IF(M71=\"LPG\",(J71*AB71+K71*AC71)*L71/P71*3.6/'2_メイン'!$AC$20)))),0)","v":""},{"$f":"IF(AND(N71=\"\",P71=\"\"),\"\",IF(M71=\"電気\",(J71*AB71+K71*AC71)*L71/IF(N71=\"\",P71,N71),IF(M71=\"都市ガス\",(J71*AB71+K71*AC71)*L71/IF(N71=\"\",P71,N71)*3.6/'2_メイン'!$AA$20,IF(M71=\"LPG\",(J71*AB71+K71*AC71)*L71/IF(N71=\"\",P71,N71)*3.6/'2_メイン'!$AC$20))))","v":""},{"$f":"IFERROR(IF(M71=\"電気\",1-$AZ$4/(N71*3.6/'2_メイン'!$Z$20),1-$BB$4/N71),0)","v":0},{"$f":"IFERROR(IF(M71=\"電気\",1-$AX$7/(P71*3.6/'2_メイン'!$Z$20),1-$AX$7/P71),0)","v":0},"",{"$f":"IFERROR(IF(M71=\"電気\",1-$AZ$5/(P71*3.6/'2_メイン'!$Z$20),1-$BB$5/P71),0)","v":0},0]
[null,58,null,null,null,null,null,null,null,null,null,null,null,null,null,null,null,{"$f":"IF(H72=\"電算室用\",$AQ$7,IF(AND(N72=\"\",P72=\"\"),\"\",VLOOKUP('11_パッケージ (新設)'!E72,'11_パッケージ (新設)'!$AL$3:$AM$10,2,FALSE)))","v":""},{"$f":"IF(H72=\"電算室用\",\"\",IF(AND(N72=\"\",P72=\"\"),\"\",VLOOKUP('11_パッケージ (新設)'!E72,$AL$3:$AN$10,3,FALSE)))","v":""},null,null,"","","",null,"",null,0,0,"","","","",{"$f":"IFERROR(IF(AND(N72=\"\",P72=\"\"),\"\",IF(M72=\"電気\",(J72*AB72+K72*AC72)*L72/P72,IF(M72=\"都市ガス\",(J72*AB72+K72*AC72)*L72/P72*3.6/'2_メイン'!$AA$20,IF(M72=\"LPG\",(J72*AB72+K72*AC72)*L72/P72*3.6/'2_メイン'!$AC$20)))),0)","v":""},{"$f":"IF(AND(N72=\"\",P72=\"\"),\"\",IF(M72=\"電気\",(J72*AB72+K72*AC72)*L72/IF(N72=\"\",P72,N72),IF(M72=\"都市ガス\",(J72*AB72+K72*AC72)*L72/IF(N72=\"\",P72,N72)*3.6/'2_メイン'!$AA$20,IF(M72=\"LPG\",(J72*AB72+K72*AC72)*L72/IF(N72=\"\",P72,N72)*3.6/'2_メイン'!$AC$20))))","v":""},{"$f":"IFERROR(IF(M72=\"電気\",1-$AZ$4/(N72*3.6/'2_メイン'!$Z$20),1-$BB$4/N72),0)","v":0},{"$f":"IFERROR(IF(M72=\"電気\",1-$AX$7/(P72*3.6/'2_メイン'!$Z$20),1-$AX$7/P72),0)","v":0},"",{"$f":"IFERROR(IF(M72=\"電気\",1-$AZ$5/(P72*3.6/'2_メイン'!$Z$20),1-$BB$5/P72),0)","v":0},0]
[null,59,null,null,null,null,null,null,null,null,null,null,null,null,null,null,null,{"$f":"IF(H73=\"電算室用\",$AQ$7,IF(AND(N73=\"\",P73=\"\"),\"\",VLOOKUP('11_パッケージ (新設)'!E73,'11_パッケージ (新設)'!$AL$3:$AM$10,2,FALSE)))","v":""},{"$f":"IF(H73=\"電算室用\",\"\",IF(AND(N73=\"\",P73=\"\"),\"\",VLOOKUP('11_パッケージ (新設)'!E73,$AL$3:$AN$10,3,FALSE)))","v":""},null,null,"","","",null,"",null,0,0,"","","","",{"$f":"IFERROR(IF(AND(N73=\"\",P73=\"\"),\"\",IF(M73=\"電気\",(J73*AB73+K73*AC73)*L73/P73,IF(M73=\"都市ガス\",(J73*AB73+K73*AC73)*L73/P73*3.6/'2_メイン'!$AA$20,IF(M73=\"LPG\",(J73*AB73+K73*AC73)*L73/P73*3.6/'2_メイン'!$AC$20)))),0)","v":""},{"$f":"IF(AND(N73=\"\",P73=\"\"),\"\",IF(M73=\"電気\",(J73*AB73+K73*AC73)*L73/IF(N73=\"\",P73,N73),IF(M73=\"都市ガス\",(J73*AB73+K73*AC73)*L73/IF(N73=\"\",P73,N73)*3.6/'2_メイン'!$AA$20,IF(M73=\"LPG\",(J73*AB73+K73*AC73)*L73/IF(N73=\"\",P73,N73)*3.6/'2_メイン'!$AC$20))))","v":""},{"$f":"IFERROR(IF(M73=\"電気\",1-$AZ$4/(N73*3.6/'2_メイン'!$Z$20),1-$BB$4/N73),0)","v":0},{"$f":"IFERROR(IF(M73=\"電気\",1-$AX$7/(P73*3.6/'2_メイン'!$Z$20),1-$AX$7/P73),0)","v":0},"",{"$f":"IFERROR(IF(M73=\"電気\",1-$AZ$5/(P73*3.6/'2_メイン'!$Z$20),1-$BB$5/P73),0)","v":0},0]
[null,60,null,null,null,null,null,null,null,null,null,null,null,null,null,null,null,{"$f":"IF(H74=\"電算室用\",$AQ$7,IF(AND(N74=\"\",P74=\"\"),\"\",VLOOKUP('11_パッケージ (新設)'!E74,'11_パッケージ (新設)'!$AL$3:$AM$10,2,FALSE)))","v":""},{"$f":"IF(H74=\"電算室用\",\"\",IF(AND(N74=\"\",P74=\"\"),\"\",VLOOKUP('11_パッケージ (新設)'!E74,$AL$3:$AN$10,3,FALSE)))","v":""},null,null,"","","",null,"",null,0,0,"","","","",{"$f":"IFERROR(IF(AND(N74=\"\",P74=\"\"),\"\",IF(M74=\"電気\",(J74*AB74+K74*AC74)*L74/P74,IF(M74=\"都市ガス\",(J74*AB74+K74*AC74)*L74/P74*3.6/'2_メイン'!$AA$20,IF(M74=\"LPG\",(J74*AB74+K74*AC74)*L74/P74*3.6/'2_メイン'!$AC$20)))),0)","v":""},{"$f":"IF(AND(N74=\"\",P74=\"\"),\"\",IF(M74=\"電気\",(J74*AB74+K74*AC74)*L74/IF(N74=\"\",P74,N74),IF(M74=\"都市ガス\",(J74*AB74+K74*AC74)*L74/IF(N74=\"\",P74,N74)*3.6/'2_メイン'!$AA$20,IF(M74=\"LPG\",(J74*AB74+K74*AC74)*L74/IF(N74=\"\",P74,N74)*3.6/'2_メイン'!$AC$20))))","v":""},{"$f":"IFERROR(IF(M74=\"電気\",1-$AZ$4/(N74*3.6/'2_メイン'!$Z$20),1-$BB$4/N74),0)","v":0},{"$f":"IFERROR(IF(M74=\"電気\",1-$AX$7/(P74*3.6/'2_メイン'!$Z$20),1-$AX$7/P74),0)","v":0},"",{"$f":"IFERROR(IF(M74=\"電気\",1-$AZ$5/(P74*3.6/'2_メイン'!$Z$20),1-$BB$5/P74),0)","v":0},0]
[null,61,null,null,null,null,null,null,null,null,null,null,null,null,null,null,null,{"$f":"IF(H75=\"電算室用\",$AQ$7,IF(AND(N75=\"\",P75=\"\"),\"\",VLOOKUP('11_パッケージ (新設)'!E75,'11_パッケージ (新設)'!$AL$3:$AM$10,2,FALSE)))","v":""},{"$f":"IF(H75=\"電算室用\",\"\",IF(AND(N75=\"\",P75=\"\"),\"\",VLOOKUP('11_パッケージ (新設)'!E75,$AL$3:$AN$10,3,FALSE)))","v":""},null,null,"","","",null,"",null,0,0,"","","","",{"$f":"IFERROR(IF(AND(N75=\"\",P75=\"\"),\"\",IF(M75=\"電気\",(J75*AB75+K75*AC75)*L75/P75,IF(M75=\"都市ガス\",(J75*AB75+K75*AC75)*L75/P75*3.6/'2_メイン'!$AA$20,IF(M75=\"LPG\",(J75*AB75+K75*AC75)*L75/P75*3.6/'2_メイン'!$AC$20)))),0)","v":""},{"$f":"IF(AND(N75=\"\",P75=\"\"),\"\",IF(M75=\"電気\",(J75*AB75+K75*AC75)*L75/IF(N75=\"\",P75,N75),IF(M75=\"都市ガス\",(J75*AB75+K75*AC75)*L75/IF(N75=\"\",P75,N75)*3.6/'2_メイン'!$AA$20,IF(M75=\"LPG\",(J75*AB75+K75*AC75)*L75/IF(N75=\"\",P75,N75)*3.6/'2_メイン'!$AC$20))))","v":""},{"$f":"IFERROR(IF(M75=\"電気\",1-$AZ$4/(N75*3.6/'2_メイン'!$Z$20),1-$BB$4/N75),0)","v":0},{"$f":"IFERROR(IF(M75=\"電気\",1-$AX$7/(P75*3.6/'2_メイン'!$Z$20),1-$AX$7/P75),0)","v":0},"",{"$f":"IFERROR(IF(M75=\"電気\",1-$AZ$5/(P75*3.6/'2_メイン'!$Z$20),1-$BB$5/P75),0)","v":0},0]
[null,62,null,null,null,null,null,null,null,null,null,null,null,null,null,null,null,{"$f":"IF(H76=\"電算室用\",$AQ$7,IF(AND(N76=\"\",P76=\"\"),\"\",VLOOKUP('11_パッケージ (新設)'!E76,'11_パッケージ (新設)'!$AL$3:$AM$10,2,FALSE)))","v":""},{"$f":"IF(H76=\"電算室用\",\"\",IF(AND(N76=\"\",P76=\"\"),\"\",VLOOKUP('11_パッケージ (新設)'!E76,$AL$3:$AN$10,3,FALSE)))","v":""},null,null,"","","",null,"",null,0,0,"","","","",{"$f":"IFERROR(IF(AND(N76=\"\",P76=\"\"),\"\",IF(M76=\"電気\",(J76*AB76+K76*AC76)*L76/P76,IF(M76=\"都市ガス\",(J76*AB76+K76*AC76)*L76/P76*3.6/'2_メイン'!$AA$20,IF(M76=\"LPG\",(J76*AB76+K76*AC76)*L76/P76*3.6/'2_メイン'!$AC$20)))),0)","v":""},{"$f":"IF(AND(N76=\"\",P76=\"\"),\"\",IF(M76=\"電気\",(J76*AB76+K76*AC76)*L76/IF(N76=\"\",P76,N76),IF(M76=\"都市ガス\",(J76*AB76+K76*AC76)*L76/IF(N76=\"\",P76,N76)*3.6/'2_メイン'!$AA$20,IF(M76=\"LPG\",(J76*AB76+K76*AC76)*L76/IF(N76=\"\",P76,N76)*3.6/'2_メイン'!$AC$20))))","v":""},{"$f":"IFERROR(IF(M76=\"電気\",1-$AZ$4/(N76*3.6/'2_メイン'!$Z$20),1-$BB$4/N76),0)","v":0},{"$f":"IFERROR(IF(M76=\"電気\",1-$AX$7/(P76*3.6/'2_メイン'!$Z$20),1-$AX$7/P76),0)","v":0},"",{"$f":"IFERROR(IF(M76=\"電気\",1-$AZ$5/(P76*3.6/'2_メイン'!$Z$20),1-$BB$5/P76),0)","v":0},0]
[null,63,null,null,null,null,null,null,null,null,null,null,null,null,null,null,null,{"$f":"IF(H77=\"電算室用\",$AQ$7,IF(AND(N77=\"\",P77=\"\"),\"\",VLOOKUP('11_パッケージ (新設)'!E77,'11_パッケージ (新設)'!$AL$3:$AM$10,2,FALSE)))","v":""},{"$f":"IF(H77=\"電算室用\",\"\",IF(AND(N77=\"\",P77=\"\"),\"\",VLOOKUP('11_パッケージ (新設)'!E77,$AL$3:$AN$10,3,FALSE)))","v":""},null,null,"","","",null,"",null,0,0,"","","","",{"$f":"IFERROR(IF(AND(N77=\"\",P77=\"\"),\"\",IF(M77=\"電気\",(J77*AB77+K77*AC77)*L77/P77,IF(M77=\"都市ガス\",(J77*AB77+K77*AC77)*L77/P77*3.6/'2_メイン'!$AA$20,IF(M77=\"LPG\",(J77*AB77+K77*AC77)*L77/P77*3.6/'2_メイン'!$AC$20)))),0)","v":""},{"$f":"IF(AND(N77=\"\",P77=\"\"),\"\",IF(M77=\"電気\",(J77*AB77+K77*AC77)*L77/IF(N77=\"\",P77,N77),IF(M77=\"都市ガス\",(J77*AB77+K77*AC77)*L77/IF(N77=\"\",P77,N77)*3.6/'2_メイン'!$AA$20,IF(M77=\"LPG\",(J77*AB77+K77*AC77)*L77/IF(N77=\"\",P77,N77)*3.6/'2_メイン'!$AC$20))))","v":""},{"$f":"IFERROR(IF(M77=\"電気\",1-$AZ$4/(N77*3.6/'2_メイン'!$Z$20),1-$BB$4/N77),0)","v":0},{"$f":"IFERROR(IF(M77=\"電気\",1-$AX$7/(P77*3.6/'2_メイン'!$Z$20),1-$AX$7/P77),0)","v":0},"",{"$f":"IFERROR(IF(M77=\"電気\",1-$AZ$5/(P77*3.6/'2_メイン'!$Z$20),1-$BB$5/P77),0)","v":0},0]
[null,64,null,null,null,null,null,null,null,null,null,null,null,null,null,null,null,{"$f":"IF(H78=\"電算室用\",$AQ$7,IF(AND(N78=\"\",P78=\"\"),\"\",VLOOKUP('11_パッケージ (新設)'!E78,'11_パッケージ (新設)'!$AL$3:$AM$10,2,FALSE)))","v":""},{"$f":"IF(H78=\"電算室用\",\"\",IF(AND(N78=\"\",P78=\"\"),\"\",VLOOKUP('11_パッケージ (新設)'!E78,$AL$3:$AN$10,3,FALSE)))","v":""},null,null,"","","",null,"",null,0,0,"","","","",{"$f":"IFERROR(IF(AND(N78=\"\",P78=\"\"),\"\",IF(M78=\"電気\",(J78*AB78+K78*AC78)*L78/P78,IF(M78=\"都市ガス\",(J78*AB78+K78*AC78)*L78/P78*3.6/'2_メイン'!$AA$20,IF(M78=\"LPG\",(J78*AB78+K78*AC78)*L78/P78*3.6/'2_メイン'!$AC$20)))),0)","v":""},{"$f":"IF(AND(N78=\"\",P78=\"\"),\"\",IF(M78=\"電気\",(J78*AB78+K78*AC78)*L78/IF(N78=\"\",P78,N78),IF(M78=\"都市ガス\",(J78*AB78+K78*AC78)*L78/IF(N78=\"\",P78,N78)*3.6/'2_メイン'!$AA$20,IF(M78=\"LPG\",(J78*AB78+K78*AC78)*L78/IF(N78=\"\",P78,N78)*3.6/'2_メイン'!$AC$20))))","v":""},{"$f":"IFERROR(IF(M78=\"電気\",1-$AZ$4/(N78*3.6/'2_メイン'!$Z$20),1-$BB$4/N78),0)","v":0},{"$f":"IFERROR(IF(M78=\"電気\",1-$AX$7/(P78*3.6/'2_メイン'!$Z$20),1-$AX$7/P78),0)","v":0},"",{"$f":"IFERROR(IF(M78=\"電気\",1-$AZ$5/(P78*3.6/'2_メイン'!$Z$20),1-$BB$5/P78),0)","v":0},0]
[null,65,null,null,null,null,null,null,null,null,null,null,null,null,null,null,null,{"$f":"IF(H79=\"電算室用\",$AQ$7,IF(AND(N79=\"\",P79=\"\"),\"\",VLOOKUP('11_パッケージ (新設)'!E79,'11_パッケージ (新設)'!$AL$3:$AM$10,2,FALSE)))","v":""},{"$f":"IF(H79=\"電算室用\",\"\",IF(AND(N79=\"\",P79=\"\"),\"\",VLOOKUP('11_パッケージ (新設)'!E79,$AL$3:$AN$10,3,FALSE)))","v":""},null,null,"","",{"$f":"IF(V79=\"\",\"\",V79*HLOOKUP(M79,$AQ$2:$AS$4,3,FALSE)/1000)","v":""},null,{"$f":"IF(V79=\"\",\"\",V79*HLOOKUP(M79,$AQ$2:$AS$4,2,FALSE))","v":""},null,{"$f":"IFERROR(IF(H79=\"電算室用\",IF(T79=\"\",$AQ$6,$AQ$6*T79/R79),IF(T79=\"\",R79,T79)/R79*VLOOKUP(E79,$AL$3:$AP$10,4,FALSE)),0)","v":0},{"$f":"IFERROR(IF(H79=\"電算室用\",0,IF(U79=\"\",S79,U79)/S79*VLOOKUP(E79,$AL$3:$AP$10,5,FALSE)),0)","v":0},"","","",{"$f":"IF(AND(N79=\"\",P79=\"\"),\"\",AE79*HLOOKUP(M79,$AQ$2:$AS$4,3,FALSE)/1000)","v":""},{"$f":"IFERROR(IF(AND(N79=\"\",P79=\"\"),\"\",IF(M79=\"電気\",(J79*AB79+K79*AC79)*L79/P79,IF(M79=\"都市ガス\",(J79*AB79+K79*AC79)*L79/P79*3.6/'2_メイン'!$AA$20,IF(M79=\"LPG\",(J79*AB79+K79*AC79)*L79/P79*3.6/'2_メイン'!$AC$20)))),0)","v":""},{"$f":"IF(AND(N79=\"\",P79=\"\"),\"\",IF(M79=\"電気\",(J79*AB79+K79*AC79)*L79/IF(N79=\"\",P79,N79),IF(M79=\"都市ガス\",(J79*AB79+K79*AC79)*L79/IF(N79=\"\",P79,N79)*3.6/'2_メイン'!$AA$20,IF(M79=\"LPG\",(J79*AB79+K79*AC79)*L79/IF(N79=\"\",P79,N79)*3.6/'2_メイン'!$AC$20))))","v":""},{"$f":"IFERROR(IF(M79=\"電気\",1-$AZ$4/(N79*3.6/'2_メイン'!$Z$20),1-$BB$4/N79),0)","v":0},{"$f":"IFERROR(IF(M79=\"電気\",1-$AX$7/(P79*3.6/'2_メイン'!$Z$20),1-$AX$7/P79),0)","v":0},"",{"$f":"IFERROR(IF(M79=\"電気\",1-$AZ$5/(P79*3.6/'2_メイン'!$Z$20),1-$BB$5/P79),0)","v":0},0]
[null,66,null,null,null,null,null,null,null,null,null,null,null,null,null,null,null,{"$f":"IF(H80=\"電算室用\",$AQ$7,IF(AND(N80=\"\",P80=\"\"),\"\",VLOOKUP('11_パッケージ (新設)'!E80,'11_パッケージ (新設)'!$AL$3:$AM$10,2,FALSE)))","v":""},{"$f":"IF(H80=\"電算室用\",\"\",IF(AND(N80=\"\",P80=\"\"),\"\",VLOOKUP('11_パッケージ (新設)'!E80,$AL$3:$AN$10,3,FALSE)))","v":""},null,null,{"$f":"IF(AND(N80=\"\",P80=\"\"),\"\",IF(H80=\"電算室用\",AH80,AI80))","v":""},{"$f":"IF(M80=\"\",\"\",IF(M80=\"電気\",\"kWh/年\",IF(M80=\"都市ガス\",\"Nm3/年\",\"kg/年\")))","v":""},"",null,"",null,0,0,{"$f":"IF(M80=\"\",\"\",IF(H80=\"電算室用\",AK80,AN80))","v":""},"",{"$f":"IF(M80=\"\",\"\",IF(M80=\"電気\",\"kWh/年\",IF(M80=\"都市ガス\",\"Nm3/年\",\"kg/年\")))","v":""},"",{"$f":"IFERROR(IF(AND(N80=\"\",P80=\"\"),\"\",IF(M80=\"電気\",(J80*AB80+K80*AC80)*L80/P80,IF(M80=\"都市ガス\",(J80*AB80+K80*AC80)*L80/P80*3.6/'2_メイン'!$AA$20,IF(M80=\"LPG\",(J80*AB80+K80*AC80)*L80/P80*3.6/'2_メイン'!$AC$20)))),0)","v":""},{"$f":"IF(AND(N80=\"\",P80=\"\"),\"\",IF(M80=\"電気\",(J80*AB80+K80*AC80)*L80/IF(N80=\"\",P80,N80),IF(M80=\"都市ガス\",(J80*AB80+K80*AC80)*L80/IF(N80=\"\",P80,N80)*3.6/'2_メイン'!$AA$20,IF(M80=\"LPG\",(J80*AB80+K80*AC80)*L80/IF(N80=\"\",P80,N80)*3.6/'2_メイン'!$AC$20))))","v":""},{"$f":"IFERROR(IF(M80=\"電気\",1-$AZ$4/(N80*3.6/'2_メイン'!$Z$20),1-$BB$4/N80),0)","v":0},{"$f":"IFERROR(IF(M80=\"電気\",1-$AX$7/(P80*3.6/'2_メイン'!$Z$20),1-$AX$7/P80),0)","v":0},{"$f":"IF(OR(J80=\"\",L80=\"\"),\"\",J80*L80)","v":""},{"$f":"IFERROR(IF(M80=\"電気\",1-$AZ$5/(P80*3.6/'2_メイン'!$Z$20),1-$BB$5/P80),0)","v":0},{"$f":"IF(N80=\"\",AM80,AJ80)","v":0}]
[null,67,null,null,null,null,null,null,null,null,null,null,null,null,null,null,null,{"$f":"IF(H81=\"電算室用\",$AQ$7,IF(AND(N81=\"\",P81=\"\"),\"\",VLOOKUP('11_パッケージ (新設)'!E81,'11_パッケージ (新設)'!$AL$3:$AM$10,2,FALSE)))","v":""},{"$f":"IF(H81=\"電算室用\",\"\",IF(AND(N81=\"\",P81=\"\"),\"\",VLOOKUP('11_パッケージ (新設)'!E81,$AL$3:$AN$10,3,FALSE)))","v":""},null,null,"","","",null,"",null,0,0,"",{"$f":"IF(V81=\"\",\"\",IF(H81=\"電算室用\",AH81/(1-AD81),AI81)/(1-AD81))","v":""},"","",{"$f":"IFERROR(IF(AND(N81=\"\",P81=\"\"),\"\",IF(M81=\"電気\",(J81*AB81+K81*AC81)*L81/P81,IF(M81=\"都市ガス\",(J81*AB81+K81*AC81)*L81/P81*3.6/'2_メイン'!$AA$20,IF(M81=\"LPG\",(J81*AB81+K81*AC81)*L81/P81*3.6/'2_メイン'!$AC$20)))),0)","v":""},{"$f":"IF(AND(N81=\"\",P81=\"\"),\"\",IF(M81=\"電気\",(J81*AB81+K81*AC81)*L81/IF(N81=\"\",P81,N81),IF(M81=\"都市ガス\",(J81*AB81+K81*AC81)*L81/IF(N81=\"\",P81,N81)*3.6/'2_メイン'!$AA$20,IF(M81=\"LPG\",(J81*AB81+K81*AC81)*L81/IF(N81=\"\",P81,N81)*3.6/'2_メイン'!$AC$20))))","v":""},{"$f":"IFERROR(IF(M81=\"電気\",1-$AZ$4/(N81*3.6/'2_メイン'!$Z$20),1-$BB$4/N81),0)","v":0},{"$f":"IFERROR(IF(M81=\"電気\",1-$AX$7/(P81*3.6/'2_メイン'!$Z$20),1-$AX$7/P81),0)","v":0},"",{"$f":"IFERROR(IF(M81=\"電気\",1-$AZ$5/(P81*3.6/'2_メイン'!$Z$20),1-$BB$5/P81),0)","v":0},0]
[null,68,null,null,null,null,null,null,null,null,null,null,null,null,null,null,null,{"$f":"IF(H82=\"電算室用\",$AQ$7,IF(AND(N82=\"\",P82=\"\"),\"\",VLOOKUP('11_パッケージ (新設)'!E82,'11_パッケージ (新設)'!$AL$3:$AM$10,2,FALSE)))","v":""},{"$f":"IF(H82=\"電算室用\",\"\",IF(AND(N82=\"\",P82=\"\"),\"\",VLOOKUP('11_パッケージ (新設)'!E82,$AL$3:$AN$10,3,FALSE)))","v":""},null,null,"","","",null,"",null,0,0,"","","","",{"$f":"IFERROR(IF(AND(N82=\"\",P82=\"\"),\"\",IF(M82=\"電気\",(J82*AB82+K82*AC82)*L82/P82,IF(M82=\"都市ガス\",(J82*AB82+K82*AC82)*L82/P82*3.6/'2_メイン'!$AA$20,IF(M82=\"LPG\",(J82*AB82+K82*AC82)*L82/P82*3.6/'2_メイン'!$AC$20)))),0)","v":""},{"$f":"IF(AND(N82=\"\",P82=\"\"),\"\",IF(M82=\"電気\",(J82*AB82+K82*AC82)*L82/IF(N82=\"\",P82,N82),IF(M82=\"都市ガス\",(J82*AB82+K82*AC82)*L82/IF(N82=\"\",P82,N82)*3.6/'2_メイン'!$AA$20,IF(M82=\"LPG\",(J82*AB82+K82*AC82)*L82/IF(N82=\"\",P82,N82)*3.6/'2_メイン'!$AC$20))))","v":""},{"$f":"IFERROR(IF(M82=\"電気\",1-$AZ$4/(N82*3.6/'2_メイン'!$Z$20),1-$BB$4/N82),0)","v":0},{"$f":"IFERROR(IF(M82=\"電気\",1-$AX$7/(P82*3.6/'2_メイン'!$Z$20),1-$AX$7/P82),0)","v":0},"",{"$f":"IFERROR(IF(M82=\"電気\",1-$AZ$5/(P82*3.6/'2_メイン'!$Z$20),1-$BB$5/P82),0)","v":0},0]
[null,69,null,null,null,null,null,null,null,null,null,null,null,null,null,null,null,{"$f":"IF(H83=\"電算室用\",$AQ$7,IF(AND(N83=\"\",P83=\"\"),\"\",VLOOKUP('11_パッケージ (新設)'!E83,'11_パッケージ (新設)'!$AL$3:$AM$10,2,FALSE)))","v":""},{"$f":"IF(H83=\"電算室用\",\"\",IF(AND(N83=\"\",P83=\"\"),\"\",VLOOKUP('11_パッケージ (新設)'!E83,$AL$3:$AN$10,3,FALSE)))","v":""},null,null,"","","",null,"",null,0,0,"","","","",{"$f":"IFERROR(IF(AND(N83=\"\",P83=\"\"),\"\",IF(M83=\"電気\",(J83*AB83+K83*AC83)*L83/P83,IF(M83=\"都市ガス\",(J83*AB83+K83*AC83)*L83/P83*3.6/'2_メイン'!$AA$20,IF(M83=\"LPG\",(J83*AB83+K83*AC83)*L83/P83*3.6/'2_メイン'!$AC$20)))),0)","v":""},{"$f":"IF(AND(N83=\"\",P83=\"\"),\"\",IF(M83=\"電気\",(J83*AB83+K83*AC83)*L83/IF(N83=\"\",P83,N83),IF(M83=\"都市ガス\",(J83*AB83+K83*AC83)*L83/IF(N83=\"\",P83,N83)*3.6/'2_メイン'!$AA$20,IF(M83=\"LPG\",(J83*AB83+K83*AC83)*L83/IF(N83=\"\",P83,N83)*3.6/'2_メイン'!$AC$20))))","v":""},{"$f":"IFERROR(IF(M83=\"電気\",1-$AZ$4/(N83*3.6/'2_メイン'!$Z$20),1-$BB$4/N83),0)","v":0},{"$f":"IFERROR(IF(M83=\"電気\",1-$AX$7/(P83*3.6/'2_メイン'!$Z$20),1-$AX$7/P83),0)","v":0},"",{"$f":"IFERROR(IF(M83=\"電気\",1-$AZ$5/(P83*3.6/'2_メイン'!$Z$20),1-$BB$5/P83),0)","v":0},0]
[null,70,null,null,null,null,null,null,null,null,null,null,null,null,null,null,null,{"$f":"IF(H84=\"電算室用\",$AQ$7,IF(AND(N84=\"\",P84=\"\"),\"\",VLOOKUP('11_パッケージ (新設)'!E84,'11_パッケージ (新設)'!$AL$3:$AM$10,2,FALSE)))","v":""},{"$f":"IF(H84=\"電算室用\",\"\",IF(AND(N84=\"\",P84=\"\"),\"\",VLOOKUP('11_パッケージ (新設)'!E84,$AL$3:$AN$10,3,FALSE)))","v":""},null,null,"","","",null,"",null,0,0,"","","","",{"$f":"IFERROR(IF(AND(N84=\"\",P84=\"\"),\"\",IF(M84=\"電気\",(J84*AB84+K84*AC84)*L84/P84,IF(M84=\"都市ガス\",(J84*AB84+K84*AC84)*L84/P84*3.6/'2_メイン'!$AA$20,IF(M84=\"LPG\",(J84*AB84+K84*AC84)*L84/P84*3.6/'2_メイン'!$AC$20)))),0)","v":""},{"$f":"IF(AND(N84=\"\",P84=\"\"),\"\",IF(M84=\"電気\",(J84*AB84+K84*AC84)*L84/IF(N84=\"\",P84,N84),IF(M84=\"都市ガス\",(J84*AB84+K84*AC84)*L84/IF(N84=\"\",P84,N84)*3.6/'2_メイン'!$AA$20,IF(M84=\"LPG\",(J84*AB84+K84*AC84)*L84/IF(N84=\"\",P84,N84)*3.6/'2_メイン'!$AC$20))))","v":""},{"$f":"IFERROR(IF(M84=\"電気\",1-$AZ$4/(N84*3.6/'2_メイン'!$Z$20),1-$BB$4/N84),0)","v":0},{"$f":"IFERROR(IF(M84=\"電気\",1-$AX$7/(P84*3.6/'2_メイン'!$Z$20),1-$AX$7/P84),0)","v":0},"",{"$f":"IFERROR(IF(M84=\"電気\",1-$AZ$5/(P84*3.6/'2_メイン'!$Z$20),1-$BB$5/P84),0)","v":0},0]
[null,71,null,null,null,null,null,null,null,null,null,null,null,null,null,null,null,{"$f":"IF(H85=\"電算室用\",$AQ$7,IF(AND(N85=\"\",P85=\"\"),\"\",VLOOKUP('11_パッケージ (新設)'!E85,'11_パッケージ (新設)'!$AL$3:$AM$10,2,FALSE)))","v":""},{"$f":"IF(H85=\"電算室用\",\"\",IF(AND(N85=\"\",P85=\"\"),\"\",VLOOKUP('11_パッケージ (新設)'!E85,$AL$3:$AN$10,3,FALSE)))","v":""},null,null,"","","",null,"",null,0,0,"","","","",{"$f":"IFERROR(IF(AND(N85=\"\",P85=\"\"),\"\",IF(M85=\"電気\",(J85*AB85+K85*AC85)*L85/P85,IF(M85=\"都市ガス\",(J85*AB85+K85*AC85)*L85/P85*3.6/'2_メイン'!$AA$20,IF(M85=\"LPG\",(J85*AB85+K85*AC85)*L85/P85*3.6/'2_メイン'!$AC$20)))),0)","v":""},{"$f":"IF(AND(N85=\"\",P85=\"\"),\"\",IF(M85=\"電気\",(J85*AB85+K85*AC85)*L85/IF(N85=\"\",P85,N85),IF(M85=\"都市ガス\",(J85*AB85+K85*AC85)*L85/IF(N85=\"\",P85,N85)*3.6/'2_メイン'!$AA$20,IF(M85=\"LPG\",(J85*AB85+K85*AC85)*L85/IF(N85=\"\",P85,N85)*3.6/'2_メイン'!$AC$20))))","v":""},{"$f":"IFERROR(IF(M85=\"電気\",1-$AZ$4/(N85*3.6/'2_メイン'!$Z$20),1-$BB$4/N85),0)","v":0},{"$f":"IFERROR(IF(M85=\"電気\",1-$AX$7/(P85*3.6/'2_メイン'!$Z$20),1-$AX$7/P85),0)","v":0},"",{"$f":"IFERROR(IF(M85=\"電気\",1-$AZ$5/(P85*3.6/'2_メイン'!$Z$20),1-$BB$5/P85),0)","v":0},0]
[null,72,null,null,null,null,null,null,null,null,null,null,null,null,null,null,null,{"$f":"IF(H86=\"電算室用\",$AQ$7,IF(AND(N86=\"\",P86=\"\"),\"\",VLOOKUP('11_パッケージ (新設)'!E86,'11_パッケージ (新設)'!$AL$3:$AM$10,2,FALSE)))","v":""},{"$f":"IF(H86=\"電算室用\",\"\",IF(AND(N86=\"\",P86=\"\"),\"\",VLOOKUP('11_パッケージ (新設)'!E86,$AL$3:$AN$10,3,FALSE)))","v":""},null,null,"","","",null,"",null,0,0,"","","","",{"$f":"IFERROR(IF(AND(N86=\"\",P86=\"\"),\"\",IF(M86=\"電気\",(J86*AB86+K86*AC86)*L86/P86,IF(M86=\"都市ガス\",(J86*AB86+K86*AC86)*L86/P86*3.6/'2_メイン'!$AA$20,IF(M86=\"LPG\",(J86*AB86+K86*AC86)*L86/P86*3.6/'2_メイン'!$AC$20)))),0)","v":""},{"$f":"IF(AND(N86=\"\",P86=\"\"),\"\",IF(M86=\"電気\",(J86*AB86+K86*AC86)*L86/IF(N86=\"\",P86,N86),IF(M86=\"都市ガス\",(J86*AB86+K86*AC86)*L86/IF(N86=\"\",P86,N86)*3.6/'2_メイン'!$AA$20,IF(M86=\"LPG\",(J86*AB86+K86*AC86)*L86/IF(N86=\"\",P86,N86)*3.6/'2_メイン'!$AC$20))))","v":""},{"$f":"IFERROR(IF(M86=\"電気\",1-$AZ$4/(N86*3.6/'2_メイン'!$Z$20),1-$BB$4/N86),0)","v":0},{"$f":"IFERROR(IF(M86=\"電気\",1-$AX$7/(P86*3.6/'2_メイン'!$Z$20),1-$AX$7/P86),0)","v":0},"",{"$f":"IFERROR(IF(M86=\"電気\",1-$AZ$5/(P86*3.6/'2_メイン'!$Z$20),1-$BB$5/P86),0)","v":0},0]
[null,73,null,null,null,null,null,null,null,null,null,null,null,null,null,null,null,{"$f":"IF(H87=\"電算室用\",$AQ$7,IF(AND(N87=\"\",P87=\"\"),\"\",VLOOKUP('11_パッケージ (新設)'!E87,'11_パッケージ (新設)'!$AL$3:$AM$10,2,FALSE)))","v":""},{"$f":"IF(H87=\"電算室用\",\"\",IF(AND(N87=\"\",P87=\"\"),\"\",VLOOKUP('11_パッケージ (新設)'!E87,$AL$3:$AN$10,3,FALSE)))","v":""},null,null,"","","",null,"",null,0,0,"","","","",{"$f":"IFERROR(IF(AND(N87=\"\",P87=\"\"),\"\",IF(M87=\"電気\",(J87*AB87+K87*AC87)*L87/P87,IF(M87=\"都市ガス\",(J87*AB87+K87*AC87)*L87/P87*3.6/'2_メイン'!$AA$20,IF(M87=\"LPG\",(J87*AB87+K87*AC87)*L87/P87*3.6/'2_メイン'!$AC$20)))),0)","v":""},{"$f":"IF(AND(N87=\"\",P87=\"\"),\"\",IF(M87=\"電気\",(J87*AB87+K87*AC87)*L87/IF(N87=\"\",P87,N87),IF(M87=\"都市ガス\",(J87*AB87+K87*AC87)*L87/IF(N87=\"\",P87,N87)*3.6/'2_メイン'!$AA$20,IF(M87=\"LPG\",(J87*AB87+K87*AC87)*L87/IF(N87=\"\",P87,N87)*3.6/'2_メイン'!$AC$20))))","v":""},{"$f":"IFERROR(IF(M87=\"電気\",1-$AZ$4/(N87*3.6/'2_メイン'!$Z$20),1-$BB$4/N87),0)","v":0},{"$f":"IFERROR(IF(M87=\"電気\",1-$AX$7/(P87*3.6/'2_メイン'!$Z$20),1-$AX$7/P87),0)","v":0},"",{"$f":"IFERROR(IF(M87=\"電気\",1-$AZ$5/(P87*3.6/'2_メイン'!$Z$20),1-$BB$5/P87),0)","v":0},0]
[null,74,null,null,null,null,null,null,null,null,null,null,null,null,null,null,null,{"$f":"IF(H88=\"電算室用\",$AQ$7,IF(AND(N88=\"\",P88=\"\"),\"\",VLOOKUP('11_パッケージ (新設)'!E88,'11_パッケージ (新設)'!$AL$3:$AM$10,2,FALSE)))","v":""},{"$f":"IF(H88=\"電算室用\",\"\",IF(AND(N88=\"\",P88=\"\"),\"\",VLOOKUP('11_パッケージ (新設)'!E88,$AL$3:$AN$10,3,FALSE)))","v":""},null,null,"","","",null,"",null,0,0,"","","","",{"$f":"IFERROR(IF(AND(N88=\"\",P88=\"\"),\"\",IF(M88=\"電気\",(J88*AB88+K88*AC88)*L88/P88,IF(M88=\"都市ガス\",(J88*AB88+K88*AC88)*L88/P88*3.6/'2_メイン'!$AA$20,IF(M88=\"LPG\",(J88*AB88+K88*AC88)*L88/P88*3.6/'2_メイン'!$AC$20)))),0)","v":""},{"$f":"IF(AND(N88=\"\",P88=\"\"),\"\",IF(M88=\"電気\",(J88*AB88+K88*AC88)*L88/IF(N88=\"\",P88,N88),IF(M88=\"都市ガス\",(J88*AB88+K88*AC88)*L88/IF(N88=\"\",P88,N88)*3.6/'2_メイン'!$AA$20,IF(M88=\"LPG\",(J88*AB88+K88*AC88)*L88/IF(N88=\"\",P88,N88)*3.6/'2_メイン'!$AC$20))))","v":""},{"$f":"IFERROR(IF(M88=\"電気\",1-$AZ$4/(N88*3.6/'2_メイン'!$Z$20),1-$BB$4/N88),0)","v":0},{"$f":"IFERROR(IF(M88=\"電気\",1-$AX$7/(P88*3.6/'2_メイン'!$Z$20),1-$AX$7/P88),0)","v":0},"",{"$f":"IFERROR(IF(M88=\"電気\",1-$AZ$5/(P88*3.6/'2_メイン'!$Z$20),1-$BB$5/P88),0)","v":0},0]
[null,75,null,null,null,null,null,null,null,null,null,null,null,null,null,null,null,{"$f":"IF(H89=\"電算室用\",$AQ$7,IF(AND(N89=\"\",P89=\"\"),\"\",VLOOKUP('11_パッケージ (新設)'!E89,'11_パッケージ (新設)'!$AL$3:$AM$10,2,FALSE)))","v":""},{"$f":"IF(H89=\"電算室用\",\"\",IF(AND(N89=\"\",P89=\"\"),\"\",VLOOKUP('11_パッケージ (新設)'!E89,$AL$3:$AN$10,3,FALSE)))","v":""},null,null,"","","",null,"",null,0,0,"","","","",{"$f":"IFERROR(IF(AND(N89=\"\",P89=\"\"),\"\",IF(M89=\"電気\",(J89*AB89+K89*AC89)*L89/P89,IF(M89=\"都市ガス\",(J89*AB89+K89*AC89)*L89/P89*3.6/'2_メイン'!$AA$20,IF(M89=\"LPG\",(J89*AB89+K89*AC89)*L89/P89*3.6/'2_メイン'!$AC$20)))),0)","v":""},{"$f":"IF(AND(N89=\"\",P89=\"\"),\"\",IF(M89=\"電気\",(J89*AB89+K89*AC89)*L89/IF(N89=\"\",P89,N89),IF(M89=\"都市ガス\",(J89*AB89+K89*AC89)*L89/IF(N89=\"\",P89,N89)*3.6/'2_メイン'!$AA$20,IF(M89=\"LPG\",(J89*AB89+K89*AC89)*L89/IF(N89=\"\",P89,N89)*3.6/'2_メイン'!$AC$20))))","v":""},{"$f":"IFERROR(IF(M89=\"電気\",1-$AZ$4/(N89*3.6/'2_メイン'!$Z$20),1-$BB$4/N89),0)","v":0},{"$f":"IFERROR(IF(M89=\"電気\",1-$AX$7/(P89*3.6/'2_メイン'!$Z$20),1-$AX$7/P89),0)","v":0},"",{"$f":"IFERROR(IF(M89=\"電気\",1-$AZ$5/(P89*3.6/'2_メイン'!$Z$20),1-$BB$5/P89),0)","v":0},0]
[null,76,null,null,null,null,null,null,null,null,null,null,null,null,null,null,null,{"$f":"IF(H90=\"電算室用\",$AQ$7,IF(AND(N90=\"\",P90=\"\"),\"\",VLOOKUP('11_パッケージ (新設)'!E90,'11_パッケージ (新設)'!$AL$3:$AM$10,2,FALSE)))","v":""},{"$f":"IF(H90=\"電算室用\",\"\",IF(AND(N90=\"\",P90=\"\"),\"\",VLOOKUP('11_パッケージ (新設)'!E90,$AL$3:$AN$10,3,FALSE)))","v":""},null,null,"","","",null,"",null,0,0,"","","","",{"$f":"IFERROR(IF(AND(N90=\"\",P90=\"\"),\"\",IF(M90=\"電気\",(J90*AB90+K90*AC90)*L90/P90,IF(M90=\"都市ガス\",(J90*AB90+K90*AC90)*L90/P90*3.6/'2_メイン'!$AA$20,IF(M90=\"LPG\",(J90*AB90+K90*AC90)*L90/P90*3.6/'2_メイン'!$AC$20)))),0)","v":""},{"$f":"IF(AND(N90=\"\",P90=\"\"),\"\",IF(M90=\"電気\",(J90*AB90+K90*AC90)*L90/IF(N90=\"\",P90,N90),IF(M90=\"都市ガス\",(J90*AB90+K90*AC90)*L90/IF(N90=\"\",P90,N90)*3.6/'2_メイン'!$AA$20,IF(M90=\"LPG\",(J90*AB90+K90*AC90)*L90/IF(N90=\"\",P90,N90)*3.6/'2_メイン'!$AC$20))))","v":""},{"$f":"IFERROR(IF(M90=\"電気\",1-$AZ$4/(N90*3.6/'2_メイン'!$Z$20),1-$BB$4/N90),0)","v":0},{"$f":"IFERROR(IF(M90=\"電気\",1-$AX$7/(P90*3.6/'2_メイン'!$Z$20),1-$AX$7/P90),0)","v":0},"",{"$f":"IFERROR(IF(M90=\"電気\",1-$AZ$5/(P90*3.6/'2_メイン'!$Z$20),1-$BB$5/P90),0)","v":0},0]
[null,77,null,null,null,null,null,null,null,null,null,null,null,null,null,null,null,{"$f":"IF(H91=\"電算室用\",$AQ$7,IF(AND(N91=\"\",P91=\"\"),\"\",VLOOKUP('11_パッケージ (新設)'!E91,'11_パッケージ (新設)'!$AL$3:$AM$10,2,FALSE)))","v":""},{"$f":"IF(H91=\"電算室用\",\"\",IF(AND(N91=\"\",P91=\"\"),\"\",VLOOKUP('11_パッケージ (新設)'!E91,$AL$3:$AN$10,3,FALSE)))","v":""},null,null,"","","",null,"",null,0,0,"","","","",{"$f":"IFERROR(IF(AND(N91=\"\",P91=\"\"),\"\",IF(M91=\"電気\",(J91*AB91+K91*AC91)*L91/P91,IF(M91=\"都市ガス\",(J91*AB91+K91*AC91)*L91/P91*3.6/'2_メイン'!$AA$20,IF(M91=\"LPG\",(J91*AB91+K91*AC91)*L91/P91*3.6/'2_メイン'!$AC$20)))),0)","v":""},{"$f":"IF(AND(N91=\"\",P91=\"\"),\"\",IF(M91=\"電気\",(J91*AB91+K91*AC91)*L91/IF(N91=\"\",P91,N91),IF(M91=\"都市ガス\",(J91*AB91+K91*AC91)*L91/IF(N91=\"\",P91,N91)*3.6/'2_メイン'!$AA$20,IF(M91=\"LPG\",(J91*AB91+K91*AC91)*L91/IF(N91=\"\",P91,N91)*3.6/'2_メイン'!$AC$20))))","v":""},{"$f":"IFERROR(IF(M91=\"電気\",1-$AZ$4/(N91*3.6/'2_メイン'!$Z$20),1-$BB$4/N91),0)","v":0},{"$f":"IFERROR(IF(M91=\"電気\",1-$AX$7/(P91*3.6/'2_メイン'!$Z$20),1-$AX$7/P91),0)","v":0},"",{"$f":"IFERROR(IF(M91=\"電気\",1-$AZ$5/(P91*3.6/'2_メイン'!$Z$20),1-$BB$5/P91),0)","v":0},0]
[null,78,null,null,null,null,null,null,null,null,null,null,null,null,null,null,null,{"$f":"IF(H92=\"電算室用\",$AQ$7,IF(AND(N92=\"\",P92=\"\"),\"\",VLOOKUP('11_パッケージ (新設)'!E92,'11_パッケージ (新設)'!$AL$3:$AM$10,2,FALSE)))","v":""},{"$f":"IF(H92=\"電算室用\",\"\",IF(AND(N92=\"\",P92=\"\"),\"\",VLOOKUP('11_パッケージ (新設)'!E92,$AL$3:$AN$10,3,FALSE)))","v":""},null,null,"","","",null,"",null,0,0,"","","","",{"$f":"IFERROR(IF(AND(N92=\"\",P92=\"\"),\"\",IF(M92=\"電気\",(J92*AB92+K92*AC92)*L92/P92,IF(M92=\"都市ガス\",(J92*AB92+K92*AC92)*L92/P92*3.6/'2_メイン'!$AA$20,IF(M92=\"LPG\",(J92*AB92+K92*AC92)*L92/P92*3.6/'2_メイン'!$AC$20)))),0)","v":""},{"$f":"IF(AND(N92=\"\",P92=\"\"),\"\",IF(M92=\"電気\",(J92*AB92+K92*AC92)*L92/IF(N92=\"\",P92,N92),IF(M92=\"都市ガス\",(J92*AB92+K92*AC92)*L92/IF(N92=\"\",P92,N92)*3.6/'2_メイン'!$AA$20,IF(M92=\"LPG\",(J92*AB92+K92*AC92)*L92/IF(N92=\"\",P92,N92)*3.6/'2_メイン'!$AC$20))))","v":""},{"$f":"IFERROR(IF(M92=\"電気\",1-$AZ$4/(N92*3.6/'2_メイン'!$Z$20),1-$BB$4/N92),0)","v":0},{"$f":"IFERROR(IF(M92=\"電気\",1-$AX$7/(P92*3.6/'2_メイン'!$Z$20),1-$AX$7/P92),0)","v":0},"",{"$f":"IFERROR(IF(M92=\"電気\",1-$AZ$5/(P92*3.6/'2_メイン'!$Z$20),1-$BB$5/P92),0)","v":0},0]
[null,79,null,null,null,null,null,null,null,null,null,null,null,null,null,null,null,{"$f":"IF(H93=\"電算室用\",$AQ$7,IF(AND(N93=\"\",P93=\"\"),\"\",VLOOKUP('11_パッケージ (新設)'!E93,'11_パッケージ (新設)'!$AL$3:$AM$10,2,FALSE)))","v":""},{"$f":"IF(H93=\"電算室用\",\"\",IF(AND(N93=\"\",P93=\"\"),\"\",VLOOKUP('11_パッケージ (新設)'!E93,$AL$3:$AN$10,3,FALSE)))","v":""},null,null,"","","",null,"",null,0,0,"","","","",{"$f":"IFERROR(IF(AND(N93=\"\",P93=\"\"),\"\",IF(M93=\"電気\",(J93*AB93+K93*AC93)*L93/P93,IF(M93=\"都市ガス\",(J93*AB93+K93*AC93)*L93/P93*3.6/'2_メイン'!$AA$20,IF(M93=\"LPG\",(J93*AB93+K93*AC93)*L93/P93*3.6/'2_メイン'!$AC$20)))),0)","v":""},{"$f":"IF(AND(N93=\"\",P93=\"\"),\"\",IF(M93=\"電気\",(J93*AB93+K93*AC93)*L93/IF(N93=\"\",P93,N93),IF(M93=\"都市ガス\",(J93*AB93+K93*AC93)*L93/IF(N93=\"\",P93,N93)*3.6/'2_メイン'!$AA$20,IF(M93=\"LPG\",(J93*AB93+K93*AC93)*L93/IF(N93=\"\",P93,N93)*3.6/'2_メイン'!$AC$20))))","v":""},{"$f":"IFERROR(IF(M93=\"電気\",1-$AZ$4/(N93*3.6/'2_メイン'!$Z$20),1-$BB$4/N93),0)","v":0},{"$f":"IFERROR(IF(M93=\"電気\",1-$AX$7/(P93*3.6/'2_メイン'!$Z$20),1-$AX$7/P93),0)","v":0},"",{"$f":"IFERROR(IF(M93=\"電気\",1-$AZ$5/(P93*3.6/'2_メイン'!$Z$20),1-$BB$5/P93),0)","v":0},0]
[null,80,null,null,null,null,null,null,null,null,null,null,null,null,null,null,null,{"$f":"IF(H94=\"電算室用\",$AQ$7,IF(AND(N94=\"\",P94=\"\"),\"\",VLOOKUP('11_パッケージ (新設)'!E94,'11_パッケージ (新設)'!$AL$3:$AM$10,2,FALSE)))","v":""},{"$f":"IF(H94=\"電算室用\",\"\",IF(AND(N94=\"\",P94=\"\"),\"\",VLOOKUP('11_パッケージ (新設)'!E94,$AL$3:$AN$10,3,FALSE)))","v":""},null,null,"","","",null,"",null,0,0,"","","","",{"$f":"IFERROR(IF(AND(N94=\"\",P94=\"\"),\"\",IF(M94=\"電気\",(J94*AB94+K94*AC94)*L94/P94,IF(M94=\"都市ガス\",(J94*AB94+K94*AC94)*L94/P94*3.6/'2_メイン'!$AA$20,IF(M94=\"LPG\",(J94*AB94+K94*AC94)*L94/P94*3.6/'2_メイン'!$AC$20)))),0)","v":""},{"$f":"IF(AND(N94=\"\",P94=\"\"),\"\",IF(M94=\"電気\",(J94*AB94+K94*AC94)*L94/IF(N94=\"\",P94,N94),IF(M94=\"都市ガス\",(J94*AB94+K94*AC94)*L94/IF(N94=\"\",P94,N94)*3.6/'2_メイン'!$AA$20,IF(M94=\"LPG\",(J94*AB94+K94*AC94)*L94/IF(N94=\"\",P94,N94)*3.6/'2_メイン'!$AC$20))))","v":""},{"$f":"IFERROR(IF(M94=\"電気\",1-$AZ$4/(N94*3.6/'2_メイン'!$Z$20),1-$BB$4/N94),0)","v":0},{"$f":"IFERROR(IF(M94=\"電気\",1-$AX$7/(P94*3.6/'2_メイン'!$Z$20),1-$AX$7/P94),0)","v":0},"",{"$f":"IFERROR(IF(M94=\"電気\",1-$AZ$5/(P94*3.6/'2_メイン'!$Z$20),1-$BB$5/P94),0)","v":0},0]
[null,81,null,null,null,null,null,null,null,null,null,null,null,null,null,null,null,{"$f":"IF(H95=\"電算室用\",$AQ$7,IF(AND(N95=\"\",P95=\"\"),\"\",VLOOKUP('11_パッケージ (新設)'!E95,'11_パッケージ (新設)'!$AL$3:$AM$10,2,FALSE)))","v":""},{"$f":"IF(H95=\"電算室用\",\"\",IF(AND(N95=\"\",P95=\"\"),\"\",VLOOKUP('11_パッケージ (新設)'!E95,$AL$3:$AN$10,3,FALSE)))","v":""},null,null,"","","",null,"",null,0,0,"","","","",{"$f":"IFERROR(IF(AND(N95=\"\",P95=\"\"),\"\",IF(M95=\"電気\",(J95*AB95+K95*AC95)*L95/P95,IF(M95=\"都市ガス\",(J95*AB95+K95*AC95)*L95/P95*3.6/'2_メイン'!$AA$20,IF(M95=\"LPG\",(J95*AB95+K95*AC95)*L95/P95*3.6/'2_メイン'!$AC$20)))),0)","v":""},{"$f":"IF(AND(N95=\"\",P95=\"\"),\"\",IF(M95=\"電気\",(J95*AB95+K95*AC95)*L95/IF(N95=\"\",P95,N95),IF(M95=\"都市ガス\",(J95*AB95+K95*AC95)*L95/IF(N95=\"\",P95,N95)*3.6/'2_メイン'!$AA$20,IF(M95=\"LPG\",(J95*AB95+K95*AC95)*L95/IF(N95=\"\",P95,N95)*3.6/'2_メイン'!$AC$20))))","v":""},{"$f":"IFERROR(IF(M95=\"電気\",1-$AZ$4/(N95*3.6/'2_メイン'!$Z$20),1-$BB$4/N95),0)","v":0},{"$f":"IFERROR(IF(M95=\"電気\",1-$AX$7/(P95*3.6/'2_メイン'!$Z$20),1-$AX$7/P95),0)","v":0},"",{"$f":"IFERROR(IF(M95=\"電気\",1-$AZ$5/(P95*3.6/'2_メイン'!$Z$20),1-$BB$5/P95),0)","v":0},0]
[null,82,null,null,null,null,null,null,null,null,null,null,null,null,null,null,null,{"$f":"IF(H96=\"電算室用\",$AQ$7,IF(AND(N96=\"\",P96=\"\"),\"\",VLOOKUP('11_パッケージ (新設)'!E96,'11_パッケージ (新設)'!$AL$3:$AM$10,2,FALSE)))","v":""},{"$f":"IF(H96=\"電算室用\",\"\",IF(AND(N96=\"\",P96=\"\"),\"\",VLOOKUP('11_パッケージ (新設)'!E96,$AL$3:$AN$10,3,FALSE)))","v":""},null,null,"","","",null,"",null,0,0,"","","","",{"$f":"IFERROR(IF(AND(N96=\"\",P96=\"\"),\"\",IF(M96=\"電気\",(J96*AB96+K96*AC96)*L96/P96,IF(M96=\"都市ガス\",(J96*AB96+K96*AC96)*L96/P96*3.6/'2_メイン'!$AA$20,IF(M96=\"LPG\",(J96*AB96+K96*AC96)*L96/P96*3.6/'2_メイン'!$AC$20)))),0)","v":""},{"$f":"IF(AND(N96=\"\",P96=\"\"),\"\",IF(M96=\"電気\",(J96*AB96+K96*AC96)*L96/IF(N96=\"\",P96,N96),IF(M96=\"都市ガス\",(J96*AB96+K96*AC96)*L96/IF(N96=\"\",P96,N96)*3.6/'2_メイン'!$AA$20,IF(M96=\"LPG\",(J96*AB96+K96*AC96)*L96/IF(N96=\"\",P96,N96)*3.6/'2_メイン'!$AC$20))))","v":""},{"$f":"IFERROR(IF(M96=\"電気\",1-$AZ$4/(N96*3.6/'2_メイン'!$Z$20),1-$BB$4/N96),0)","v":0},{"$f":"IFERROR(IF(M96=\"電気\",1-$AX$7/(P96*3.6/'2_メイン'!$Z$20),1-$AX$7/P96),0)","v":0},"",{"$f":"IFERROR(IF(M96=\"電気\",1-$AZ$5/(P96*3.6/'2_メイン'!$Z$20),1-$BB$5/P96),0)","v":0},0]
[null,83,null,null,null,null,null,null,null,null,null,null,null,null,null,null,null,{"$f":"IF(H97=\"電算室用\",$AQ$7,IF(AND(N97=\"\",P97=\"\"),\"\",VLOOKUP('11_パッケージ (新設)'!E97,'11_パッケージ (新設)'!$AL$3:$AM$10,2,FALSE)))","v":""},{"$f":"IF(H97=\"電算室用\",\"\",IF(AND(N97=\"\",P97=\"\"),\"\",VLOOKUP('11_パッケージ (新設)'!E97,$AL$3:$AN$10,3,FALSE)))","v":""},null,null,"","","",null,"",null,0,0,"","","","",{"$f":"IFERROR(IF(AND(N97=\"\",P97=\"\"),\"\",IF(M97=\"電気\",(J97*AB97+K97*AC97)*L97/P97,IF(M97=\"都市ガス\",(J97*AB97+K97*AC97)*L97/P97*3.6/'2_メイン'!$AA$20,IF(M97=\"LPG\",(J97*AB97+K97*AC97)*L97/P97*3.6/'2_メイン'!$AC$20)))),0)","v":""},{"$f":"IF(AND(N97=\"\",P97=\"\"),\"\",IF(M97=\"電気\",(J97*AB97+K97*AC97)*L97/IF(N97=\"\",P97,N97),IF(M97=\"都市ガス\",(J97*AB97+K97*AC97)*L97/IF(N97=\"\",P97,N97)*3.6/'2_メイン'!$AA$20,IF(M97=\"LPG\",(J97*AB97+K97*AC97)*L97/IF(N97=\"\",P97,N97)*3.6/'2_メイン'!$AC$20))))","v":""},{"$f":"IFERROR(IF(M97=\"電気\",1-$AZ$4/(N97*3.6/'2_メイン'!$Z$20),1-$BB$4/N97),0)","v":0},{"$f":"IFERROR(IF(M97=\"電気\",1-$AX$7/(P97*3.6/'2_メイン'!$Z$20),1-$AX$7/P97),0)","v":0},"",{"$f":"IFERROR(IF(M97=\"電気\",1-$AZ$5/(P97*3.6/'2_メイン'!$Z$20),1-$BB$5/P97),0)","v":0},0]
[null,84,null,null,null,null,null,null,null,null,null,null,null,null,null,null,null,{"$f":"IF(H98=\"電算室用\",$AQ$7,IF(AND(N98=\"\",P98=\"\"),\"\",VLOOKUP('11_パッケージ (新設)'!E98,'11_パッケージ (新設)'!$AL$3:$AM$10,2,FALSE)))","v":""},{"$f":"IF(H98=\"電算室用\",\"\",IF(AND(N98=\"\",P98=\"\"),\"\",VLOOKUP('11_パッケージ (新設)'!E98,$AL$3:$AN$10,3,FALSE)))","v":""},null,null,"","","",null,"",null,0,0,"","","","",{"$f":"IFERROR(IF(AND(N98=\"\",P98=\"\"),\"\",IF(M98=\"電気\",(J98*AB98+K98*AC98)*L98/P98,IF(M98=\"都市ガス\",(J98*AB98+K98*AC98)*L98/P98*3.6/'2_メイン'!$AA$20,IF(M98=\"LPG\",(J98*AB98+K98*AC98)*L98/P98*3.6/'2_メイン'!$AC$20)))),0)","v":""},{"$f":"IF(AND(N98=\"\",P98=\"\"),\"\",IF(M98=\"電気\",(J98*AB98+K98*AC98)*L98/IF(N98=\"\",P98,N98),IF(M98=\"都市ガス\",(J98*AB98+K98*AC98)*L98/IF(N98=\"\",P98,N98)*3.6/'2_メイン'!$AA$20,IF(M98=\"LPG\",(J98*AB98+K98*AC98)*L98/IF(N98=\"\",P98,N98)*3.6/'2_メイン'!$AC$20))))","v":""},{"$f":"IFERROR(IF(M98=\"電気\",1-$AZ$4/(N98*3.6/'2_メイン'!$Z$20),1-$BB$4/N98),0)","v":0},{"$f":"IFERROR(IF(M98=\"電気\",1-$AX$7/(P98*3.6/'2_メイン'!$Z$20),1-$AX$7/P98),0)","v":0},"",{"$f":"IFERROR(IF(M98=\"電気\",1-$AZ$5/(P98*3.6/'2_メイン'!$Z$20),1-$BB$5/P98),0)","v":0},0]
[null,85,null,null,null,null,null,null,null,null,null,null,null,null,null,null,null,{"$f":"IF(H99=\"電算室用\",$AQ$7,IF(AND(N99=\"\",P99=\"\"),\"\",VLOOKUP('11_パッケージ (新設)'!E99,'11_パッケージ (新設)'!$AL$3:$AM$10,2,FALSE)))","v":""},{"$f":"IF(H99=\"電算室用\",\"\",IF(AND(N99=\"\",P99=\"\"),\"\",VLOOKUP('11_パッケージ (新設)'!E99,$AL$3:$AN$10,3,FALSE)))","v":""},null,null,"","","",null,"",null,0,0,"","","","",{"$f":"IFERROR(IF(AND(N99=\"\",P99=\"\"),\"\",IF(M99=\"電気\",(J99*AB99+K99*AC99)*L99/P99,IF(M99=\"都市ガス\",(J99*AB99+K99*AC99)*L99/P99*3.6/'2_メイン'!$AA$20,IF(M99=\"LPG\",(J99*AB99+K99*AC99)*L99/P99*3.6/'2_メイン'!$AC$20)))),0)","v":""},{"$f":"IF(AND(N99=\"\",P99=\"\"),\"\",IF(M99=\"電気\",(J99*AB99+K99*AC99)*L99/IF(N99=\"\",P99,N99),IF(M99=\"都市ガス\",(J99*AB99+K99*AC99)*L99/IF(N99=\"\",P99,N99)*3.6/'2_メイン'!$AA$20,IF(M99=\"LPG\",(J99*AB99+K99*AC99)*L99/IF(N99=\"\",P99,N99)*3.6/'2_メイン'!$AC$20))))","v":""},{"$f":"IFERROR(IF(M99=\"電気\",1-$AZ$4/(N99*3.6/'2_メイン'!$Z$20),1-$BB$4/N99),0)","v":0},{"$f":"IFERROR(IF(M99=\"電気\",1-$AX$7/(P99*3.6/'2_メイン'!$Z$20),1-$AX$7/P99),0)","v":0},"",{"$f":"IFERROR(IF(M99=\"電気\",1-$AZ$5/(P99*3.6/'2_メイン'!$Z$20),1-$BB$5/P99),0)","v":0},0]
[null,86,null,null,null,null,null,null,null,null,null,null,null,null,null,null,null,{"$f":"IF(H100=\"電算室用\",$AQ$7,IF(AND(N100=\"\",P100=\"\"),\"\",VLOOKUP('11_パッケージ (新設)'!E100,'11_パッケージ (新設)'!$AL$3:$AM$10,2,FALSE)))","v":""},{"$f":"IF(H100=\"電算室用\",\"\",IF(AND(N100=\"\",P100=\"\"),\"\",VLOOKUP('11_パッケージ (新設)'!E100,$AL$3:$AN$10,3,FALSE)))","v":""},null,null,"","","",null,"",null,0,0,"","","","",{"$f":"IFERROR(IF(AND(N100=\"\",P100=\"\"),\"\",IF(M100=\"電気\",(J100*AB100+K100*AC100)*L100/P100,IF(M100=\"都市ガス\",(J100*AB100+K100*AC100)*L100/P100*3.6/'2_メイン'!$AA$20,IF(M100=\"LPG\",(J100*AB100+K100*AC100)*L100/P100*3.6/'2_メイン'!$AC$20)))),0)","v":""},{"$f":"IF(AND(N100=\"\",P100=\"\"),\"\",IF(M100=\"電気\",(J100*AB100+K100*AC100)*L100/IF(N100=\"\",P100,N100),IF(M100=\"都市ガス\",(J100*AB100+K100*AC100)*L100/IF(N100=\"\",P100,N100)*3.6/'2_メイン'!$AA$20,IF(M100=\"LPG\",(J100*AB100+K100*AC100)*L100/IF(N100=\"\",P100,N100)*3.6/'2_メイン'!$AC$20))))","v":""},{"$f":"IFERROR(IF(M100=\"電気\",1-$AZ$4/(N100*3.6/'2_メイン'!$Z$20),1-$BB$4/N100),0)","v":0},{"$f":"IFERROR(IF(M100=\"電気\",1-$AX$7/(P100*3.6/'2_メイン'!$Z$20),1-$AX$7/P100),0)","v":0},"",{"$f":"IFERROR(IF(M100=\"電気\",1-$AZ$5/(P100*3.6/'2_メイン'!$Z$20),1-$BB$5/P100),0)","v":0},0]
[null,87,null,null,null,null,null,null,null,null,null,null,null,null,null,null,null,{"$f":"IF(H101=\"電算室用\",$AQ$7,IF(AND(N101=\"\",P101=\"\"),\"\",VLOOKUP('11_パッケージ (新設)'!E101,'11_パッケージ (新設)'!$AL$3:$AM$10,2,FALSE)))","v":""},{"$f":"IF(H101=\"電算室用\",\"\",IF(AND(N101=\"\",P101=\"\"),\"\",VLOOKUP('11_パッケージ (新設)'!E101,$AL$3:$AN$10,3,FALSE)))","v":""},null,null,"","","",null,"",null,0,0,"","","","",{"$f":"IFERROR(IF(AND(N101=\"\",P101=\"\"),\"\",IF(M101=\"電気\",(J101*AB101+K101*AC101)*L101/P101,IF(M101=\"都市ガス\",(J101*AB101+K101*AC101)*L101/P101*3.6/'2_メイン'!$AA$20,IF(M101=\"LPG\",(J101*AB101+K101*AC101)*L101/P101*3.6/'2_メイン'!$AC$20)))),0)","v":""},{"$f":"IF(AND(N101=\"\",P101=\"\"),\"\",IF(M101=\"電気\",(J101*AB101+K101*AC101)*L101/IF(N101=\"\",P101,N101),IF(M101=\"都市ガス\",(J101*AB101+K101*AC101)*L101/IF(N101=\"\",P101,N101)*3.6/'2_メイン'!$AA$20,IF(M101=\"LPG\",(J101*AB101+K101*AC101)*L101/IF(N101=\"\",P101,N101)*3.6/'2_メイン'!$AC$20))))","v":""},{"$f":"IFERROR(IF(M101=\"電気\",1-$AZ$4/(N101*3.6/'2_メイン'!$Z$20),1-$BB$4/N101),0)","v":0},{"$f":"IFERROR(IF(M101=\"電気\",1-$AX$7/(P101*3.6/'2_メイン'!$Z$20),1-$AX$7/P101),0)","v":0},"",{"$f":"IFERROR(IF(M101=\"電気\",1-$AZ$5/(P101*3.6/'2_メイン'!$Z$20),1-$BB$5/P101),0)","v":0},0]
[null,88,null,null,null,null,null,null,null,null,null,null,null,null,null,null,null,{"$f":"IF(H102=\"電算室用\",$AQ$7,IF(AND(N102=\"\",P102=\"\"),\"\",VLOOKUP('11_パッケージ (新設)'!E102,'11_パッケージ (新設)'!$AL$3:$AM$10,2,FALSE)))","v":""},{"$f":"IF(H102=\"電算室用\",\"\",IF(AND(N102=\"\",P102=\"\"),\"\",VLOOKUP('11_パッケージ (新設)'!E102,$AL$3:$AN$10,3,FALSE)))","v":""},null,null,"","","",null,"",null,0,0,"","","","",{"$f":"IFERROR(IF(AND(N102=\"\",P102=\"\"),\"\",IF(M102=\"電気\",(J102*AB102+K102*AC102)*L102/P102,IF(M102=\"都市ガス\",(J102*AB102+K102*AC102)*L102/P102*3.6/'2_メイン'!$AA$20,IF(M102=\"LPG\",(J102*AB102+K102*AC102)*L102/P102*3.6/'2_メイン'!$AC$20)))),0)","v":""},{"$f":"IF(AND(N102=\"\",P102=\"\"),\"\",IF(M102=\"電気\",(J102*AB102+K102*AC102)*L102/IF(N102=\"\",P102,N102),IF(M102=\"都市ガス\",(J102*AB102+K102*AC102)*L102/IF(N102=\"\",P102,N102)*3.6/'2_メイン'!$AA$20,IF(M102=\"LPG\",(J102*AB102+K102*AC102)*L102/IF(N102=\"\",P102,N102)*3.6/'2_メイン'!$AC$20))))","v":""},{"$f":"IFERROR(IF(M102=\"電気\",1-$AZ$4/(N102*3.6/'2_メイン'!$Z$20),1-$BB$4/N102),0)","v":0},{"$f":"IFERROR(IF(M102=\"電気\",1-$AX$7/(P102*3.6/'2_メイン'!$Z$20),1-$AX$7/P102),0)","v":0},"",{"$f":"IFERROR(IF(M102=\"電気\",1-$AZ$5/(P102*3.6/'2_メイン'!$Z$20),1-$BB$5/P102),0)","v":0},0]
[null,89,null,null,null,null,null,null,null,null,null,null,null,null,null,null,null,{"$f":"IF(H103=\"電算室用\",$AQ$7,IF(AND(N103=\"\",P103=\"\"),\"\",VLOOKUP('11_パッケージ (新設)'!E103,'11_パッケージ (新設)'!$AL$3:$AM$10,2,FALSE)))","v":""},{"$f":"IF(H103=\"電算室用\",\"\",IF(AND(N103=\"\",P103=\"\"),\"\",VLOOKUP('11_パッケージ (新設)'!E103,$AL$3:$AN$10,3,FALSE)))","v":""},null,null,"","","",null,"",null,0,0,"","","","",{"$f":"IFERROR(IF(AND(N103=\"\",P103=\"\"),\"\",IF(M103=\"電気\",(J103*AB103+K103*AC103)*L103/P103,IF(M103=\"都市ガス\",(J103*AB103+K103*AC103)*L103/P103*3.6/'2_メイン'!$AA$20,IF(M103=\"LPG\",(J103*AB103+K103*AC103)*L103/P103*3.6/'2_メイン'!$AC$20)))),0)","v":""},{"$f":"IF(AND(N103=\"\",P103=\"\"),\"\",IF(M103=\"電気\",(J103*AB103+K103*AC103)*L103/IF(N103=\"\",P103,N103),IF(M103=\"都市ガス\",(J103*AB103+K103*AC103)*L103/IF(N103=\"\",P103,N103)*3.6/'2_メイン'!$AA$20,IF(M103=\"LPG\",(J103*AB103+K103*AC103)*L103/IF(N103=\"\",P103,N103)*3.6/'2_メイン'!$AC$20))))","v":""},{"$f":"IFERROR(IF(M103=\"電気\",1-$AZ$4/(N103*3.6/'2_メイン'!$Z$20),1-$BB$4/N103),0)","v":0},{"$f":"IFERROR(IF(M103=\"電気\",1-$AX$7/(P103*3.6/'2_メイン'!$Z$20),1-$AX$7/P103),0)","v":0},"",{"$f":"IFERROR(IF(M103=\"電気\",1-$AZ$5/(P103*3.6/'2_メイン'!$Z$20),1-$BB$5/P103),0)","v":0},0]
[null,90,null,null,null,null,null,null,null,null,null,null,null,null,null,null,null,{"$f":"IF(H104=\"電算室用\",$AQ$7,IF(AND(N104=\"\",P104=\"\"),\"\",VLOOKUP('11_パッケージ (新設)'!E104,'11_パッケージ (新設)'!$AL$3:$AM$10,2,FALSE)))","v":""},{"$f":"IF(H104=\"電算室用\",\"\",IF(AND(N104=\"\",P104=\"\"),\"\",VLOOKUP('11_パッケージ (新設)'!E104,$AL$3:$AN$10,3,FALSE)))","v":""},null,null,"","","",null,"",null,0,0,"","","","",{"$f":"IFERROR(IF(AND(N104=\"\",P104=\"\"),\"\",IF(M104=\"電気\",(J104*AB104+K104*AC104)*L104/P104,IF(M104=\"都市ガス\",(J104*AB104+K104*AC104)*L104/P104*3.6/'2_メイン'!$AA$20,IF(M104=\"LPG\",(J104*AB104+K104*AC104)*L104/P104*3.6/'2_メイン'!$AC$20)))),0)","v":""},{"$f":"IF(AND(N104=\"\",P104=\"\"),\"\",IF(M104=\"電気\",(J104*AB104+K104*AC104)*L104/IF(N104=\"\",P104,N104),IF(M104=\"都市ガス\",(J104*AB104+K104*AC104)*L104/IF(N104=\"\",P104,N104)*3.6/'2_メイン'!$AA$20,IF(M104=\"LPG\",(J104*AB104+K104*AC104)*L104/IF(N104=\"\",P104,N104)*3.6/'2_メイン'!$AC$20))))","v":""},{"$f":"IFERROR(IF(M104=\"電気\",1-$AZ$4/(N104*3.6/'2_メイン'!$Z$20),1-$BB$4/N104),0)","v":0},{"$f":"IFERROR(IF(M104=\"電気\",1-$AX$7/(P104*3.6/'2_メイン'!$Z$20),1-$AX$7/P104),0)","v":0},"",{"$f":"IFERROR(IF(M104=\"電気\",1-$AZ$5/(P104*3.6/'2_メイン'!$Z$20),1-$BB$5/P104),0)","v":0},0]
[null,91,null,null,null,null,null,null,null,null,null,null,null,null,null,null,null,{"$f":"IF(H105=\"電算室用\",$AQ$7,IF(AND(N105=\"\",P105=\"\"),\"\",VLOOKUP('11_パッケージ (新設)'!E105,'11_パッケージ (新設)'!$AL$3:$AM$10,2,FALSE)))","v":""},{"$f":"IF(H105=\"電算室用\",\"\",IF(AND(N105=\"\",P105=\"\"),\"\",VLOOKUP('11_パッケージ (新設)'!E105,$AL$3:$AN$10,3,FALSE)))","v":""},null,null,"","","",null,"",null,0,0,"","","","",{"$f":"IFERROR(IF(AND(N105=\"\",P105=\"\"),\"\",IF(M105=\"電気\",(J105*AB105+K105*AC105)*L105/P105,IF(M105=\"都市ガス\",(J105*AB105+K105*AC105)*L105/P105*3.6/'2_メイン'!$AA$20,IF(M105=\"LPG\",(J105*AB105+K105*AC105)*L105/P105*3.6/'2_メイン'!$AC$20)))),0)","v":""},{"$f":"IF(AND(N105=\"\",P105=\"\"),\"\",IF(M105=\"電気\",(J105*AB105+K105*AC105)*L105/IF(N105=\"\",P105,N105),IF(M105=\"都市ガス\",(J105*AB105+K105*AC105)*L105/IF(N105=\"\",P105,N105)*3.6/'2_メイン'!$AA$20,IF(M105=\"LPG\",(J105*AB105+K105*AC105)*L105/IF(N105=\"\",P105,N105)*3.6/'2_メイン'!$AC$20))))","v":""},{"$f":"IFERROR(IF(M105=\"電気\",1-$AZ$4/(N105*3.6/'2_メイン'!$Z$20),1-$BB$4/N105),0)","v":0},{"$f":"IFERROR(IF(M105=\"電気\",1-$AX$7/(P105*3.6/'2_メイン'!$Z$20),1-$AX$7/P105),0)","v":0},"",{"$f":"IFERROR(IF(M105=\"電気\",1-$AZ$5/(P105*3.6/'2_メイン'!$Z$20),1-$BB$5/P105),0)","v":0},0]
[null,92,null,null,null,null,null,null,null,null,null,null,null,null,null,null,null,{"$f":"IF(H106=\"電算室用\",$AQ$7,IF(AND(N106=\"\",P106=\"\"),\"\",VLOOKUP('11_パッケージ (新設)'!E106,'11_パッケージ (新設)'!$AL$3:$AM$10,2,FALSE)))","v":""},{"$f":"IF(H106=\"電算室用\",\"\",IF(AND(N106=\"\",P106=\"\"),\"\",VLOOKUP('11_パッケージ (新設)'!E106,$AL$3:$AN$10,3,FALSE)))","v":""},null,null,"","","",null,"",null,0,0,"","","","",{"$f":"IFERROR(IF(AND(N106=\"\",P106=\"\"),\"\",IF(M106=\"電気\",(J106*AB106+K106*AC106)*L106/P106,IF(M106=\"都市ガス\",(J106*AB106+K106*AC106)*L106/P106*3.6/'2_メイン'!$AA$20,IF(M106=\"LPG\",(J106*AB106+K106*AC106)*L106/P106*3.6/'2_メイン'!$AC$20)))),0)","v":""},{"$f":"IF(AND(N106=\"\",P106=\"\"),\"\",IF(M106=\"電気\",(J106*AB106+K106*AC106)*L106/IF(N106=\"\",P106,N106),IF(M106=\"都市ガス\",(J106*AB106+K106*AC106)*L106/IF(N106=\"\",P106,N106)*3.6/'2_メイン'!$AA$20,IF(M106=\"LPG\",(J106*AB106+K106*AC106)*L106/IF(N106=\"\",P106,N106)*3.6/'2_メイン'!$AC$20))))","v":""},{"$f":"IFERROR(IF(M106=\"電気\",1-$AZ$4/(N106*3.6/'2_メイン'!$Z$20),1-$BB$4/N106),0)","v":0},{"$f":"IFERROR(IF(M106=\"電気\",1-$AX$7/(P106*3.6/'2_メイン'!$Z$20),1-$AX$7/P106),0)","v":0},"",{"$f":"IFERROR(IF(M106=\"電気\",1-$AZ$5/(P106*3.6/'2_メイン'!$Z$20),1-$BB$5/P106),0)","v":0},0]
[null,93,null,null,null,null,null,null,null,null,null,null,null,null,null,null,null,{"$f":"IF(H107=\"電算室用\",$AQ$7,IF(AND(N107=\"\",P107=\"\"),\"\",VLOOKUP('11_パッケージ (新設)'!E107,'11_パッケージ (新設)'!$AL$3:$AM$10,2,FALSE)))","v":""},{"$f":"IF(H107=\"電算室用\",\"\",IF(AND(N107=\"\",P107=\"\"),\"\",VLOOKUP('11_パッケージ (新設)'!E107,$AL$3:$AN$10,3,FALSE)))","v":""},null,null,"","","",null,"",null,0,0,"","","","",{"$f":"IFERROR(IF(AND(N107=\"\",P107=\"\"),\"\",IF(M107=\"電気\",(J107*AB107+K107*AC107)*L107/P107,IF(M107=\"都市ガス\",(J107*AB107+K107*AC107)*L107/P107*3.6/'2_メイン'!$AA$20,IF(M107=\"LPG\",(J107*AB107+K107*AC107)*L107/P107*3.6/'2_メイン'!$AC$20)))),0)","v":""},{"$f":"IF(AND(N107=\"\",P107=\"\"),\"\",IF(M107=\"電気\",(J107*AB107+K107*AC107)*L107/IF(N107=\"\",P107,N107),IF(M107=\"都市ガス\",(J107*AB107+K107*AC107)*L107/IF(N107=\"\",P107,N107)*3.6/'2_メイン'!$AA$20,IF(M107=\"LPG\",(J107*AB107+K107*AC107)*L107/IF(N107=\"\",P107,N107)*3.6/'2_メイン'!$AC$20))))","v":""},{"$f":"IFERROR(IF(M107=\"電気\",1-$AZ$4/(N107*3.6/'2_メイン'!$Z$20),1-$BB$4/N107),0)","v":0},{"$f":"IFERROR(IF(M107=\"電気\",1-$AX$7/(P107*3.6/'2_メイン'!$Z$20),1-$AX$7/P107),0)","v":0},"",{"$f":"IFERROR(IF(M107=\"電気\",1-$AZ$5/(P107*3.6/'2_メイン'!$Z$20),1-$BB$5/P107),0)","v":0},0]
[null,94,null,null,null,null,null,null,null,null,null,null,null,null,null,null,null,{"$f":"IF(H108=\"電算室用\",$AQ$7,IF(AND(N108=\"\",P108=\"\"),\"\",VLOOKUP('11_パッケージ (新設)'!E108,'11_パッケージ (新設)'!$AL$3:$AM$10,2,FALSE)))","v":""},{"$f":"IF(H108=\"電算室用\",\"\",IF(AND(N108=\"\",P108=\"\"),\"\",VLOOKUP('11_パッケージ (新設)'!E108,$AL$3:$AN$10,3,FALSE)))","v":""},null,null,"","","",null,"",null,0,0,"","","","",{"$f":"IFERROR(IF(AND(N108=\"\",P108=\"\"),\"\",IF(M108=\"電気\",(J108*AB108+K108*AC108)*L108/P108,IF(M108=\"都市ガス\",(J108*AB108+K108*AC108)*L108/P108*3.6/'2_メイン'!$AA$20,IF(M108=\"LPG\",(J108*AB108+K108*AC108)*L108/P108*3.6/'2_メイン'!$AC$20)))),0)","v":""},{"$f":"IF(AND(N108=\"\",P108=\"\"),\"\",IF(M108=\"電気\",(J108*AB108+K108*AC108)*L108/IF(N108=\"\",P108,N108),IF(M108=\"都市ガス\",(J108*AB108+K108*AC108)*L108/IF(N108=\"\",P108,N108)*3.6/'2_メイン'!$AA$20,IF(M108=\"LPG\",(J108*AB108+K108*AC108)*L108/IF(N108=\"\",P108,N108)*3.6/'2_メイン'!$AC$20))))","v":""},{"$f":"IFERROR(IF(M108=\"電気\",1-$AZ$4/(N108*3.6/'2_メイン'!$Z$20),1-$BB$4/N108),0)","v":0},{"$f":"IFERROR(IF(M108=\"電気\",1-$AX$7/(P108*3.6/'2_メイン'!$Z$20),1-$AX$7/P108),0)","v":0},"",{"$f":"IFERROR(IF(M108=\"電気\",1-$AZ$5/(P108*3.6/'2_メイン'!$Z$20),1-$BB$5/P108),0)","v":0},0]
[null,95,null,null,null,null,null,null,null,null,null,null,null,null,null,null,null,{"$f":"IF(H109=\"電算室用\",$AQ$7,IF(AND(N109=\"\",P109=\"\"),\"\",VLOOKUP('11_パッケージ (新設)'!E109,'11_パッケージ (新設)'!$AL$3:$AM$10,2,FALSE)))","v":""},{"$f":"IF(H109=\"電算室用\",\"\",IF(AND(N109=\"\",P109=\"\"),\"\",VLOOKUP('11_パッケージ (新設)'!E109,$AL$3:$AN$10,3,FALSE)))","v":""},null,null,"","","",null,"",null,0,0,"","","","",{"$f":"IFERROR(IF(AND(N109=\"\",P109=\"\"),\"\",IF(M109=\"電気\",(J109*AB109+K109*AC109)*L109/P109,IF(M109=\"都市ガス\",(J109*AB109+K109*AC109)*L109/P109*3.6/'2_メイン'!$AA$20,IF(M109=\"LPG\",(J109*AB109+K109*AC109)*L109/P109*3.6/'2_メイン'!$AC$20)))),0)","v":""},{"$f":"IF(AND(N109=\"\",P109=\"\"),\"\",IF(M109=\"電気\",(J109*AB109+K109*AC109)*L109/IF(N109=\"\",P109,N109),IF(M109=\"都市ガス\",(J109*AB109+K109*AC109)*L109/IF(N109=\"\",P109,N109)*3.6/'2_メイン'!$AA$20,IF(M109=\"LPG\",(J109*AB109+K109*AC109)*L109/IF(N109=\"\",P109,N109)*3.6/'2_メイン'!$AC$20))))","v":""},{"$f":"IFERROR(IF(M109=\"電気\",1-$AZ$4/(N109*3.6/'2_メイン'!$Z$20),1-$BB$4/N109),0)","v":0},{"$f":"IFERROR(IF(M109=\"電気\",1-$AX$7/(P109*3.6/'2_メイン'!$Z$20),1-$AX$7/P109),0)","v":0},"",{"$f":"IFERROR(IF(M109=\"電気\",1-$AZ$5/(P109*3.6/'2_メイン'!$Z$20),1-$BB$5/P109),0)","v":0},0]
[null,96,null,null,null,null,null,null,null,null,null,null,null,null,null,null,null,{"$f":"IF(H110=\"電算室用\",$AQ$7,IF(AND(N110=\"\",P110=\"\"),\"\",VLOOKUP('11_パッケージ (新設)'!E110,'11_パッケージ (新設)'!$AL$3:$AM$10,2,FALSE)))","v":""},{"$f":"IF(H110=\"電算室用\",\"\",IF(AND(N110=\"\",P110=\"\"),\"\",VLOOKUP('11_パッケージ (新設)'!E110,$AL$3:$AN$10,3,FALSE)))","v":""},null,null,"","","",null,"",null,0,0,"","","","",{"$f":"IFERROR(IF(AND(N110=\"\",P110=\"\"),\"\",IF(M110=\"電気\",(J110*AB110+K110*AC110)*L110/P110,IF(M110=\"都市ガス\",(J110*AB110+K110*AC110)*L110/P110*3.6/'2_メイン'!$AA$20,IF(M110=\"LPG\",(J110*AB110+K110*AC110)*L110/P110*3.6/'2_メイン'!$AC$20)))),0)","v":""},{"$f":"IF(AND(N110=\"\",P110=\"\"),\"\",IF(M110=\"電気\",(J110*AB110+K110*AC110)*L110/IF(N110=\"\",P110,N110),IF(M110=\"都市ガス\",(J110*AB110+K110*AC110)*L110/IF(N110=\"\",P110,N110)*3.6/'2_メイン'!$AA$20,IF(M110=\"LPG\",(J110*AB110+K110*AC110)*L110/IF(N110=\"\",P110,N110)*3.6/'2_メイン'!$AC$20))))","v":""},{"$f":"IFERROR(IF(M110=\"電気\",1-$AZ$4/(N110*3.6/'2_メイン'!$Z$20),1-$BB$4/N110),0)","v":0},{"$f":"IFERROR(IF(M110=\"電気\",1-$AX$7/(P110*3.6/'2_メイン'!$Z$20),1-$AX$7/P110),0)","v":0},"",{"$f":"IFERROR(IF(M110=\"電気\",1-$AZ$5/(P110*3.6/'2_メイン'!$Z$20),1-$BB$5/P110),0)","v":0},0]
[null,97,null,null,null,null,null,null,null,null,null,null,null,null,null,null,null,{"$f":"IF(H111=\"電算室用\",$AQ$7,IF(AND(N111=\"\",P111=\"\"),\"\",VLOOKUP('11_パッケージ (新設)'!E111,'11_パッケージ (新設)'!$AL$3:$AM$10,2,FALSE)))","v":""},{"$f":"IF(H111=\"電算室用\",\"\",IF(AND(N111=\"\",P111=\"\"),\"\",VLOOKUP('11_パッケージ (新設)'!E111,$AL$3:$AN$10,3,FALSE)))","v":""},null,null,"","","",null,"",null,0,0,"","","","",{"$f":"IFERROR(IF(AND(N111=\"\",P111=\"\"),\"\",IF(M111=\"電気\",(J111*AB111+K111*AC111)*L111/P111,IF(M111=\"都市ガス\",(J111*AB111+K111*AC111)*L111/P111*3.6/'2_メイン'!$AA$20,IF(M111=\"LPG\",(J111*AB111+K111*AC111)*L111/P111*3.6/'2_メイン'!$AC$20)))),0)","v":""},{"$f":"IF(AND(N111=\"\",P111=\"\"),\"\",IF(M111=\"電気\",(J111*AB111+K111*AC111)*L111/IF(N111=\"\",P111,N111),IF(M111=\"都市ガス\",(J111*AB111+K111*AC111)*L111/IF(N111=\"\",P111,N111)*3.6/'2_メイン'!$AA$20,IF(M111=\"LPG\",(J111*AB111+K111*AC111)*L111/IF(N111=\"\",P111,N111)*3.6/'2_メイン'!$AC$20))))","v":""},{"$f":"IFERROR(IF(M111=\"電気\",1-$AZ$4/(N111*3.6/'2_メイン'!$Z$20),1-$BB$4/N111),0)","v":0},{"$f":"IFERROR(IF(M111=\"電気\",1-$AX$7/(P111*3.6/'2_メイン'!$Z$20),1-$AX$7/P111),0)","v":0},"",{"$f":"IFERROR(IF(M111=\"電気\",1-$AZ$5/(P111*3.6/'2_メイン'!$Z$20),1-$BB$5/P111),0)","v":0},0]
[null,98,null,null,null,null,null,null,null,null,null,null,null,null,null,null,null,{"$f":"IF(H112=\"電算室用\",$AQ$7,IF(AND(N112=\"\",P112=\"\"),\"\",VLOOKUP('11_パッケージ (新設)'!E112,'11_パッケージ (新設)'!$AL$3:$AM$10,2,FALSE)))","v":""},{"$f":"IF(H112=\"電算室用\",\"\",IF(AND(N112=\"\",P112=\"\"),\"\",VLOOKUP('11_パッケージ (新設)'!E112,$AL$3:$AN$10,3,FALSE)))","v":""},null,null,"","","",null,"",null,0,0,"","","","",{"$f":"IFERROR(IF(AND(N112=\"\",P112=\"\"),\"\",IF(M112=\"電気\",(J112*AB112+K112*AC112)*L112/P112,IF(M112=\"都市ガス\",(J112*AB112+K112*AC112)*L112/P112*3.6/'2_メイン'!$AA$20,IF(M112=\"LPG\",(J112*AB112+K112*AC112)*L112/P112*3.6/'2_メイン'!$AC$20)))),0)","v":""},{"$f":"IF(AND(N112=\"\",P112=\"\"),\"\",IF(M112=\"電気\",(J112*AB112+K112*AC112)*L112/IF(N112=\"\",P112,N112),IF(M112=\"都市ガス\",(J112*AB112+K112*AC112)*L112/IF(N112=\"\",P112,N112)*3.6/'2_メイン'!$AA$20,IF(M112=\"LPG\",(J112*AB112+K112*AC112)*L112/IF(N112=\"\",P112,N112)*3.6/'2_メイン'!$AC$20))))","v":""},{"$f":"IFERROR(IF(M112=\"電気\",1-$AZ$4/(N112*3.6/'2_メイン'!$Z$20),1-$BB$4/N112),0)","v":0},{"$f":"IFERROR(IF(M112=\"電気\",1-$AX$7/(P112*3.6/'2_メイン'!$Z$20),1-$AX$7/P112),0)","v":0},"",{"$f":"IFERROR(IF(M112=\"電気\",1-$AZ$5/(P112*3.6/'2_メイン'!$Z$20),1-$BB$5/P112),0)","v":0},0]
[null,99,null,null,null,null,null,null,null,null,null,null,null,null,null,null,null,{"$f":"IF(H113=\"電算室用\",$AQ$7,IF(AND(N113=\"\",P113=\"\"),\"\",VLOOKUP('11_パッケージ (新設)'!E113,'11_パッケージ (新設)'!$AL$3:$AM$10,2,FALSE)))","v":""},{"$f":"IF(H113=\"電算室用\",\"\",IF(AND(N113=\"\",P113=\"\"),\"\",VLOOKUP('11_パッケージ (新設)'!E113,$AL$3:$AN$10,3,FALSE)))","v":""},null,null,"","","",null,"",null,0,0,"","","","",{"$f":"IFERROR(IF(AND(N113=\"\",P113=\"\"),\"\",IF(M113=\"電気\",(J113*AB113+K113*AC113)*L113/P113,IF(M113=\"都市ガス\",(J113*AB113+K113*AC113)*L113/P113*3.6/'2_メイン'!$AA$20,IF(M113=\"LPG\",(J113*AB113+K113*AC113)*L113/P113*3.6/'2_メイン'!$AC$20)))),0)","v":""},{"$f":"IF(AND(N113=\"\",P113=\"\"),\"\",IF(M113=\"電気\",(J113*AB113+K113*AC113)*L113/IF(N113=\"\",P113,N113),IF(M113=\"都市ガス\",(J113*AB113+K113*AC113)*L113/IF(N113=\"\",P113,N113)*3.6/'2_メイン'!$AA$20,IF(M113=\"LPG\",(J113*AB113+K113*AC113)*L113/IF(N113=\"\",P113,N113)*3.6/'2_メイン'!$AC$20))))","v":""},{"$f":"IFERROR(IF(M113=\"電気\",1-$AZ$4/(N113*3.6/'2_メイン'!$Z$20),1-$BB$4/N113),0)","v":0},{"$f":"IFERROR(IF(M113=\"電気\",1-$AX$7/(P113*3.6/'2_メイン'!$Z$20),1-$AX$7/P113),0)","v":0},"",{"$f":"IFERROR(IF(M113=\"電気\",1-$AZ$5/(P113*3.6/'2_メイン'!$Z$20),1-$BB$5/P113),0)","v":0},0]
[null,100,null,null,null,null,null,null,null,null,null,null,null,null,null,null,null,{"$f":"IF(H114=\"電算室用\",$AQ$7,IF(AND(N114=\"\",P114=\"\"),\"\",VLOOKUP('11_パッケージ (新設)'!E114,'11_パッケージ (新設)'!$AL$3:$AM$10,2,FALSE)))","v":""},{"$f":"IF(H114=\"電算室用\",\"\",IF(AND(N114=\"\",P114=\"\"),\"\",VLOOKUP('11_パッケージ (新設)'!E114,$AL$3:$AN$10,3,FALSE)))","v":""},null,null,"","","",null,"",null,0,0,"","","","",{"$f":"IFERROR(IF(AND(N114=\"\",P114=\"\"),\"\",IF(M114=\"電気\",(J114*AB114+K114*AC114)*L114/P114,IF(M114=\"都市ガス\",(J114*AB114+K114*AC114)*L114/P114*3.6/'2_メイン'!$AA$20,IF(M114=\"LPG\",(J114*AB114+K114*AC114)*L114/P114*3.6/'2_メイン'!$AC$20)))),0)","v":""},{"$f":"IF(AND(N114=\"\",P114=\"\"),\"\",IF(M114=\"電気\",(J114*AB114+K114*AC114)*L114/IF(N114=\"\",P114,N114),IF(M114=\"都市ガス\",(J114*AB114+K114*AC114)*L114/IF(N114=\"\",P114,N114)*3.6/'2_メイン'!$AA$20,IF(M114=\"LPG\",(J114*AB114+K114*AC114)*L114/IF(N114=\"\",P114,N114)*3.6/'2_メイン'!$AC$20))))","v":""},{"$f":"IFERROR(IF(M114=\"電気\",1-$AZ$4/(N114*3.6/'2_メイン'!$Z$20),1-$BB$4/N114),0)","v":0},{"$f":"IFERROR(IF(M114=\"電気\",1-$AX$7/(P114*3.6/'2_メイン'!$Z$20),1-$AX$7/P114),0)","v":0},"",{"$f":"IFERROR(IF(M114=\"電気\",1-$AZ$5/(P114*3.6/'2_メイン'!$Z$20),1-$BB$5/P114),0)","v":0},0]
[null,101,null,null,null,null,null,null,null,null,null,null,null,null,null,null,null,{"$f":"IF(H115=\"電算室用\",$AQ$7,IF(AND(N115=\"\",P115=\"\"),\"\",VLOOKUP('11_パッケージ (新設)'!E115,'11_パッケージ (新設)'!$AL$3:$AM$10,2,FALSE)))","v":""},{"$f":"IF(H115=\"電算室用\",\"\",IF(AND(N115=\"\",P115=\"\"),\"\",VLOOKUP('11_パッケージ (新設)'!E115,$AL$3:$AN$10,3,FALSE)))","v":""},null,null,"","","",null,"",null,0,0,"","","","",{"$f":"IFERROR(IF(AND(N115=\"\",P115=\"\"),\"\",IF(M115=\"電気\",(J115*AB115+K115*AC115)*L115/P115,IF(M115=\"都市ガス\",(J115*AB115+K115*AC115)*L115/P115*3.6/'2_メイン'!$AA$20,IF(M115=\"LPG\",(J115*AB115+K115*AC115)*L115/P115*3.6/'2_メイン'!$AC$20)))),0)","v":""},{"$f":"IF(AND(N115=\"\",P115=\"\"),\"\",IF(M115=\"電気\",(J115*AB115+K115*AC115)*L115/IF(N115=\"\",P115,N115),IF(M115=\"都市ガス\",(J115*AB115+K115*AC115)*L115/IF(N115=\"\",P115,N115)*3.6/'2_メイン'!$AA$20,IF(M115=\"LPG\",(J115*AB115+K115*AC115)*L115/IF(N115=\"\",P115,N115)*3.6/'2_メイン'!$AC$20))))","v":""},{"$f":"IFERROR(IF(M115=\"電気\",1-$AZ$4/(N115*3.6/'2_メイン'!$Z$20),1-$BB$4/N115),0)","v":0},{"$f":"IFERROR(IF(M115=\"電気\",1-$AX$7/(P115*3.6/'2_メイン'!$Z$20),1-$AX$7/P115),0)","v":0},"",{"$f":"IFERROR(IF(M115=\"電気\",1-$AZ$5/(P115*3.6/'2_メイン'!$Z$20),1-$BB$5/P115),0)","v":0},0]
[null,102,null,null,null,null,null,null,null,null,null,null,null,null,null,null,null,{"$f":"IF(H116=\"電算室用\",$AQ$7,IF(AND(N116=\"\",P116=\"\"),\"\",VLOOKUP('11_パッケージ (新設)'!E116,'11_パッケージ (新設)'!$AL$3:$AM$10,2,FALSE)))","v":""},{"$f":"IF(H116=\"電算室用\",\"\",IF(AND(N116=\"\",P116=\"\"),\"\",VLOOKUP('11_パッケージ (新設)'!E116,$AL$3:$AN$10,3,FALSE)))","v":""},null,null,"","","",null,"",null,0,0,"","","","",{"$f":"IFERROR(IF(AND(N116=\"\",P116=\"\"),\"\",IF(M116=\"電気\",(J116*AB116+K116*AC116)*L116/P116,IF(M116=\"都市ガス\",(J116*AB116+K116*AC116)*L116/P116*3.6/'2_メイン'!$AA$20,IF(M116=\"LPG\",(J116*AB116+K116*AC116)*L116/P116*3.6/'2_メイン'!$AC$20)))),0)","v":""},{"$f":"IF(AND(N116=\"\",P116=\"\"),\"\",IF(M116=\"電気\",(J116*AB116+K116*AC116)*L116/IF(N116=\"\",P116,N116),IF(M116=\"都市ガス\",(J116*AB116+K116*AC116)*L116/IF(N116=\"\",P116,N116)*3.6/'2_メイン'!$AA$20,IF(M116=\"LPG\",(J116*AB116+K116*AC116)*L116/IF(N116=\"\",P116,N116)*3.6/'2_メイン'!$AC$20))))","v":""},{"$f":"IFERROR(IF(M116=\"電気\",1-$AZ$4/(N116*3.6/'2_メイン'!$Z$20),1-$BB$4/N116),0)","v":0},{"$f":"IFERROR(IF(M116=\"電気\",1-$AX$7/(P116*3.6/'2_メイン'!$Z$20),1-$AX$7/P116),0)","v":0},"",{"$f":"IFERROR(IF(M116=\"電気\",1-$AZ$5/(P116*3.6/'2_メイン'!$Z$20),1-$BB$5/P116),0)","v":0},0]
[null,103,null,null,null,null,null,null,null,null,null,null,null,null,null,null,null,{"$f":"IF(H117=\"電算室用\",$AQ$7,IF(AND(N117=\"\",P117=\"\"),\"\",VLOOKUP('11_パッケージ (新設)'!E117,'11_パッケージ (新設)'!$AL$3:$AM$10,2,FALSE)))","v":""},{"$f":"IF(H117=\"電算室用\",\"\",IF(AND(N117=\"\",P117=\"\"),\"\",VLOOKUP('11_パッケージ (新設)'!E117,$AL$3:$AN$10,3,FALSE)))","v":""},null,null,"","","",null,"",null,0,0,"","","","",{"$f":"IFERROR(IF(AND(N117=\"\",P117=\"\"),\"\",IF(M117=\"電気\",(J117*AB117+K117*AC117)*L117/P117,IF(M117=\"都市ガス\",(J117*AB117+K117*AC117)*L117/P117*3.6/'2_メイン'!$AA$20,IF(M117=\"LPG\",(J117*AB117+K117*AC117)*L117/P117*3.6/'2_メイン'!$AC$20)))),0)","v":""},{"$f":"IF(AND(N117=\"\",P117=\"\"),\"\",IF(M117=\"電気\",(J117*AB117+K117*AC117)*L117/IF(N117=\"\",P117,N117),IF(M117=\"都市ガス\",(J117*AB117+K117*AC117)*L117/IF(N117=\"\",P117,N117)*3.6/'2_メイン'!$AA$20,IF(M117=\"LPG\",(J117*AB117+K117*AC117)*L117/IF(N117=\"\",P117,N117)*3.6/'2_メイン'!$AC$20))))","v":""},{"$f":"IFERROR(IF(M117=\"電気\",1-$AZ$4/(N117*3.6/'2_メイン'!$Z$20),1-$BB$4/N117),0)","v":0},{"$f":"IFERROR(IF(M117=\"電気\",1-$AX$7/(P117*3.6/'2_メイン'!$Z$20),1-$AX$7/P117),0)","v":0},"",{"$f":"IFERROR(IF(M117=\"電気\",1-$AZ$5/(P117*3.6/'2_メイン'!$Z$20),1-$BB$5/P117),0)","v":0},0]
[null,104,null,null,null,null,null,null,null,null,null,null,null,null,null,null,null,{"$f":"IF(H118=\"電算室用\",$AQ$7,IF(AND(N118=\"\",P118=\"\"),\"\",VLOOKUP('11_パッケージ (新設)'!E118,'11_パッケージ (新設)'!$AL$3:$AM$10,2,FALSE)))","v":""},{"$f":"IF(H118=\"電算室用\",\"\",IF(AND(N118=\"\",P118=\"\"),\"\",VLOOKUP('11_パッケージ (新設)'!E118,$AL$3:$AN$10,3,FALSE)))","v":""},null,null,"","","",null,"",null,0,0,"","","","",{"$f":"IFERROR(IF(AND(N118=\"\",P118=\"\"),\"\",IF(M118=\"電気\",(J118*AB118+K118*AC118)*L118/P118,IF(M118=\"都市ガス\",(J118*AB118+K118*AC118)*L118/P118*3.6/'2_メイン'!$AA$20,IF(M118=\"LPG\",(J118*AB118+K118*AC118)*L118/P118*3.6/'2_メイン'!$AC$20)))),0)","v":""},{"$f":"IF(AND(N118=\"\",P118=\"\"),\"\",IF(M118=\"電気\",(J118*AB118+K118*AC118)*L118/IF(N118=\"\",P118,N118),IF(M118=\"都市ガス\",(J118*AB118+K118*AC118)*L118/IF(N118=\"\",P118,N118)*3.6/'2_メイン'!$AA$20,IF(M118=\"LPG\",(J118*AB118+K118*AC118)*L118/IF(N118=\"\",P118,N118)*3.6/'2_メイン'!$AC$20))))","v":""},{"$f":"IFERROR(IF(M118=\"電気\",1-$AZ$4/(N118*3.6/'2_メイン'!$Z$20),1-$BB$4/N118),0)","v":0},{"$f":"IFERROR(IF(M118=\"電気\",1-$AX$7/(P118*3.6/'2_メイン'!$Z$20),1-$AX$7/P118),0)","v":0},"",{"$f":"IFERROR(IF(M118=\"電気\",1-$AZ$5/(P118*3.6/'2_メイン'!$Z$20),1-$BB$5/P118),0)","v":0},0]
[null,105,null,null,null,null,null,null,null,null,null,null,null,null,null,null,null,{"$f":"IF(H119=\"電算室用\",$AQ$7,IF(AND(N119=\"\",P119=\"\"),\"\",VLOOKUP('11_パッケージ (新設)'!E119,'11_パッケージ (新設)'!$AL$3:$AM$10,2,FALSE)))","v":""},{"$f":"IF(H119=\"電算室用\",\"\",IF(AND(N119=\"\",P119=\"\"),\"\",VLOOKUP('11_パッケージ (新設)'!E119,$AL$3:$AN$10,3,FALSE)))","v":""},null,null,"","","",null,"",null,0,0,"","","","",{"$f":"IFERROR(IF(AND(N119=\"\",P119=\"\"),\"\",IF(M119=\"電気\",(J119*AB119+K119*AC119)*L119/P119,IF(M119=\"都市ガス\",(J119*AB119+K119*AC119)*L119/P119*3.6/'2_メイン'!$AA$20,IF(M119=\"LPG\",(J119*AB119+K119*AC119)*L119/P119*3.6/'2_メイン'!$AC$20)))),0)","v":""},{"$f":"IF(AND(N119=\"\",P119=\"\"),\"\",IF(M119=\"電気\",(J119*AB119+K119*AC119)*L119/IF(N119=\"\",P119,N119),IF(M119=\"都市ガス\",(J119*AB119+K119*AC119)*L119/IF(N119=\"\",P119,N119)*3.6/'2_メイン'!$AA$20,IF(M119=\"LPG\",(J119*AB119+K119*AC119)*L119/IF(N119=\"\",P119,N119)*3.6/'2_メイン'!$AC$20))))","v":""},{"$f":"IFERROR(IF(M119=\"電気\",1-$AZ$4/(N119*3.6/'2_メイン'!$Z$20),1-$BB$4/N119),0)","v":0},{"$f":"IFERROR(IF(M119=\"電気\",1-$AX$7/(P119*3.6/'2_メイン'!$Z$20),1-$AX$7/P119),0)","v":0},"",{"$f":"IFERROR(IF(M119=\"電気\",1-$AZ$5/(P119*3.6/'2_メイン'!$Z$20),1-$BB$5/P119),0)","v":0},0]
[null,106,null,null,null,null,null,null,null,null,null,null,null,null,null,null,null,{"$f":"IF(H120=\"電算室用\",$AQ$7,IF(AND(N120=\"\",P120=\"\"),\"\",VLOOKUP('11_パッケージ (新設)'!E120,'11_パッケージ (新設)'!$AL$3:$AM$10,2,FALSE)))","v":""},{"$f":"IF(H120=\"電算室用\",\"\",IF(AND(N120=\"\",P120=\"\"),\"\",VLOOKUP('11_パッケージ (新設)'!E120,$AL$3:$AN$10,3,FALSE)))","v":""},null,null,"","","",null,"",null,0,0,"","","","",{"$f":"IFERROR(IF(AND(N120=\"\",P120=\"\"),\"\",IF(M120=\"電気\",(J120*AB120+K120*AC120)*L120/P120,IF(M120=\"都市ガス\",(J120*AB120+K120*AC120)*L120/P120*3.6/'2_メイン'!$AA$20,IF(M120=\"LPG\",(J120*AB120+K120*AC120)*L120/P120*3.6/'2_メイン'!$AC$20)))),0)","v":""},{"$f":"IF(AND(N120=\"\",P120=\"\"),\"\",IF(M120=\"電気\",(J120*AB120+K120*AC120)*L120/IF(N120=\"\",P120,N120),IF(M120=\"都市ガス\",(J120*AB120+K120*AC120)*L120/IF(N120=\"\",P120,N120)*3.6/'2_メイン'!$AA$20,IF(M120=\"LPG\",(J120*AB120+K120*AC120)*L120/IF(N120=\"\",P120,N120)*3.6/'2_メイン'!$AC$20))))","v":""},{"$f":"IFERROR(IF(M120=\"電気\",1-$AZ$4/(N120*3.6/'2_メイン'!$Z$20),1-$BB$4/N120),0)","v":0},{"$f":"IFERROR(IF(M120=\"電気\",1-$AX$7/(P120*3.6/'2_メイン'!$Z$20),1-$AX$7/P120),0)","v":0},"",{"$f":"IFERROR(IF(M120=\"電気\",1-$AZ$5/(P120*3.6/'2_メイン'!$Z$20),1-$BB$5/P120),0)","v":0},0]
[null,107,null,null,null,null,null,null,null,null,null,null,null,null,null,null,null,{"$f":"IF(H121=\"電算室用\",$AQ$7,IF(AND(N121=\"\",P121=\"\"),\"\",VLOOKUP('11_パッケージ (新設)'!E121,'11_パッケージ (新設)'!$AL$3:$AM$10,2,FALSE)))","v":""},{"$f":"IF(H121=\"電算室用\",\"\",IF(AND(N121=\"\",P121=\"\"),\"\",VLOOKUP('11_パッケージ (新設)'!E121,$AL$3:$AN$10,3,FALSE)))","v":""},null,null,"","","",null,"",null,0,0,"","","","",{"$f":"IFERROR(IF(AND(N121=\"\",P121=\"\"),\"\",IF(M121=\"電気\",(J121*AB121+K121*AC121)*L121/P121,IF(M121=\"都市ガス\",(J121*AB121+K121*AC121)*L121/P121*3.6/'2_メイン'!$AA$20,IF(M121=\"LPG\",(J121*AB121+K121*AC121)*L121/P121*3.6/'2_メイン'!$AC$20)))),0)","v":""},{"$f":"IF(AND(N121=\"\",P121=\"\"),\"\",IF(M121=\"電気\",(J121*AB121+K121*AC121)*L121/IF(N121=\"\",P121,N121),IF(M121=\"都市ガス\",(J121*AB121+K121*AC121)*L121/IF(N121=\"\",P121,N121)*3.6/'2_メイン'!$AA$20,IF(M121=\"LPG\",(J121*AB121+K121*AC121)*L121/IF(N121=\"\",P121,N121)*3.6/'2_メイン'!$AC$20))))","v":""},{"$f":"IFERROR(IF(M121=\"電気\",1-$AZ$4/(N121*3.6/'2_メイン'!$Z$20),1-$BB$4/N121),0)","v":0},{"$f":"IFERROR(IF(M121=\"電気\",1-$AX$7/(P121*3.6/'2_メイン'!$Z$20),1-$AX$7/P121),0)","v":0},"",{"$f":"IFERROR(IF(M121=\"電気\",1-$AZ$5/(P121*3.6/'2_メイン'!$Z$20),1-$BB$5/P121),0)","v":0},0]
[null,108,null,null,null,null,null,null,null,null,null,null,null,null,null,null,null,{"$f":"IF(H122=\"電算室用\",$AQ$7,IF(AND(N122=\"\",P122=\"\"),\"\",VLOOKUP('11_パッケージ (新設)'!E122,'11_パッケージ (新設)'!$AL$3:$AM$10,2,FALSE)))","v":""},{"$f":"IF(H122=\"電算室用\",\"\",IF(AND(N122=\"\",P122=\"\"),\"\",VLOOKUP('11_パッケージ (新設)'!E122,$AL$3:$AN$10,3,FALSE)))","v":""},null,null,"","","",null,"",null,0,0,"","","","",{"$f":"IFERROR(IF(AND(N122=\"\",P122=\"\"),\"\",IF(M122=\"電気\",(J122*AB122+K122*AC122)*L122/P122,IF(M122=\"都市ガス\",(J122*AB122+K122*AC122)*L122/P122*3.6/'2_メイン'!$AA$20,IF(M122=\"LPG\",(J122*AB122+K122*AC122)*L122/P122*3.6/'2_メイン'!$AC$20)))),0)","v":""},{"$f":"IF(AND(N122=\"\",P122=\"\"),\"\",IF(M122=\"電気\",(J122*AB122+K122*AC122)*L122/IF(N122=\"\",P122,N122),IF(M122=\"都市ガス\",(J122*AB122+K122*AC122)*L122/IF(N122=\"\",P122,N122)*3.6/'2_メイン'!$AA$20,IF(M122=\"LPG\",(J122*AB122+K122*AC122)*L122/IF(N122=\"\",P122,N122)*3.6/'2_メイン'!$AC$20))))","v":""},{"$f":"IFERROR(IF(M122=\"電気\",1-$AZ$4/(N122*3.6/'2_メイン'!$Z$20),1-$BB$4/N122),0)","v":0},{"$f":"IFERROR(IF(M122=\"電気\",1-$AX$7/(P122*3.6/'2_メイン'!$Z$20),1-$AX$7/P122),0)","v":0},"",{"$f":"IFERROR(IF(M122=\"電気\",1-$AZ$5/(P122*3.6/'2_メイン'!$Z$20),1-$BB$5/P122),0)","v":0},0]
[null,109,null,null,null,null,null,null,null,null,null,null,null,null,null,null,null,{"$f":"IF(H123=\"電算室用\",$AQ$7,IF(AND(N123=\"\",P123=\"\"),\"\",VLOOKUP('11_パッケージ (新設)'!E123,'11_パッケージ (新設)'!$AL$3:$AM$10,2,FALSE)))","v":""},{"$f":"IF(H123=\"電算室用\",\"\",IF(AND(N123=\"\",P123=\"\"),\"\",VLOOKUP('11_パッケージ (新設)'!E123,$AL$3:$AN$10,3,FALSE)))","v":""},null,null,"","","",null,"",null,0,0,"","","","",{"$f":"IFERROR(IF(AND(N123=\"\",P123=\"\"),\"\",IF(M123=\"電気\",(J123*AB123+K123*AC123)*L123/P123,IF(M123=\"都市ガス\",(J123*AB123+K123*AC123)*L123/P123*3.6/'2_メイン'!$AA$20,IF(M123=\"LPG\",(J123*AB123+K123*AC123)*L123/P123*3.6/'2_メイン'!$AC$20)))),0)","v":""},{"$f":"IF(AND(N123=\"\",P123=\"\"),\"\",IF(M123=\"電気\",(J123*AB123+K123*AC123)*L123/IF(N123=\"\",P123,N123),IF(M123=\"都市ガス\",(J123*AB123+K123*AC123)*L123/IF(N123=\"\",P123,N123)*3.6/'2_メイン'!$AA$20,IF(M123=\"LPG\",(J123*AB123+K123*AC123)*L123/IF(N123=\"\",P123,N123)*3.6/'2_メイン'!$AC$20))))","v":""},{"$f":"IFERROR(IF(M123=\"電気\",1-$AZ$4/(N123*3.6/'2_メイン'!$Z$20),1-$BB$4/N123),0)","v":0},{"$f":"IFERROR(IF(M123=\"電気\",1-$AX$7/(P123*3.6/'2_メイン'!$Z$20),1-$AX$7/P123),0)","v":0},"",{"$f":"IFERROR(IF(M123=\"電気\",1-$AZ$5/(P123*3.6/'2_メイン'!$Z$20),1-$BB$5/P123),0)","v":0},0]
[null,110,null,null,null,null,null,null,null,null,null,null,null,null,null,null,null,{"$f":"IF(H124=\"電算室用\",$AQ$7,IF(AND(N124=\"\",P124=\"\"),\"\",VLOOKUP('11_パッケージ (新設)'!E124,'11_パッケージ (新設)'!$AL$3:$AM$10,2,FALSE)))","v":""},{"$f":"IF(H124=\"電算室用\",\"\",IF(AND(N124=\"\",P124=\"\"),\"\",VLOOKUP('11_パッケージ (新設)'!E124,$AL$3:$AN$10,3,FALSE)))","v":""},null,null,"","","",null,"",null,0,0,"","","","",{"$f":"IFERROR(IF(AND(N124=\"\",P124=\"\"),\"\",IF(M124=\"電気\",(J124*AB124+K124*AC124)*L124/P124,IF(M124=\"都市ガス\",(J124*AB124+K124*AC124)*L124/P124*3.6/'2_メイン'!$AA$20,IF(M124=\"LPG\",(J124*AB124+K124*AC124)*L124/P124*3.6/'2_メイン'!$AC$20)))),0)","v":""},{"$f":"IF(AND(N124=\"\",P124=\"\"),\"\",IF(M124=\"電気\",(J124*AB124+K124*AC124)*L124/IF(N124=\"\",P124,N124),IF(M124=\"都市ガス\",(J124*AB124+K124*AC124)*L124/IF(N124=\"\",P124,N124)*3.6/'2_メイン'!$AA$20,IF(M124=\"LPG\",(J124*AB124+K124*AC124)*L124/IF(N124=\"\",P124,N124)*3.6/'2_メイン'!$AC$20))))","v":""},{"$f":"IFERROR(IF(M124=\"電気\",1-$AZ$4/(N124*3.6/'2_メイン'!$Z$20),1-$BB$4/N124),0)","v":0},{"$f":"IFERROR(IF(M124=\"電気\",1-$AX$7/(P124*3.6/'2_メイン'!$Z$20),1-$AX$7/P124),0)","v":0},"",{"$f":"IFERROR(IF(M124=\"電気\",1-$AZ$5/(P124*3.6/'2_メイン'!$Z$20),1-$BB$5/P124),0)","v":0},0]
[null,111,null,null,null,null,null,null,null,null,null,null,null,null,null,null,null,{"$f":"IF(H125=\"電算室用\",$AQ$7,IF(AND(N125=\"\",P125=\"\"),\"\",VLOOKUP('11_パッケージ (新設)'!E125,'11_パッケージ (新設)'!$AL$3:$AM$10,2,FALSE)))","v":""},{"$f":"IF(H125=\"電算室用\",\"\",IF(AND(N125=\"\",P125=\"\"),\"\",VLOOKUP('11_パッケージ (新設)'!E125,$AL$3:$AN$10,3,FALSE)))","v":""},null,null,"","","",null,"",null,0,0,"","","","",{"$f":"IFERROR(IF(AND(N125=\"\",P125=\"\"),\"\",IF(M125=\"電気\",(J125*AB125+K125*AC125)*L125/P125,IF(M125=\"都市ガス\",(J125*AB125+K125*AC125)*L125/P125*3.6/'2_メイン'!$AA$20,IF(M125=\"LPG\",(J125*AB125+K125*AC125)*L125/P125*3.6/'2_メイン'!$AC$20)))),0)","v":""},{"$f":"IF(AND(N125=\"\",P125=\"\"),\"\",IF(M125=\"電気\",(J125*AB125+K125*AC125)*L125/IF(N125=\"\",P125,N125),IF(M125=\"都市ガス\",(J125*AB125+K125*AC125)*L125/IF(N125=\"\",P125,N125)*3.6/'2_メイン'!$AA$20,IF(M125=\"LPG\",(J125*AB125+K125*AC125)*L125/IF(N125=\"\",P125,N125)*3.6/'2_メイン'!$AC$20))))","v":""},{"$f":"IFERROR(IF(M125=\"電気\",1-$AZ$4/(N125*3.6/'2_メイン'!$Z$20),1-$BB$4/N125),0)","v":0},{"$f":"IFERROR(IF(M125=\"電気\",1-$AX$7/(P125*3.6/'2_メイン'!$Z$20),1-$AX$7/P125),0)","v":0},"",{"$f":"IFERROR(IF(M125=\"電気\",1-$AZ$5/(P125*3.6/'2_メイン'!$Z$20),1-$BB$5/P125),0)","v":0},0]
[null,112,null,null,null,null,null,null,null,null,null,null,null,null,null,null,null,{"$f":"IF(H126=\"電算室用\",$AQ$7,IF(AND(N126=\"\",P126=\"\"),\"\",VLOOKUP('11_パッケージ (新設)'!E126,'11_パッケージ (新設)'!$AL$3:$AM$10,2,FALSE)))","v":""},{"$f":"IF(H126=\"電算室用\",\"\",IF(AND(N126=\"\",P126=\"\"),\"\",VLOOKUP('11_パッケージ (新設)'!E126,$AL$3:$AN$10,3,FALSE)))","v":""},null,null,"","","",null,"",null,0,0,"","","","",{"$f":"IFERROR(IF(AND(N126=\"\",P126=\"\"),\"\",IF(M126=\"電気\",(J126*AB126+K126*AC126)*L126/P126,IF(M126=\"都市ガス\",(J126*AB126+K126*AC126)*L126/P126*3.6/'2_メイン'!$AA$20,IF(M126=\"LPG\",(J126*AB126+K126*AC126)*L126/P126*3.6/'2_メイン'!$AC$20)))),0)","v":""},{"$f":"IF(AND(N126=\"\",P126=\"\"),\"\",IF(M126=\"電気\",(J126*AB126+K126*AC126)*L126/IF(N126=\"\",P126,N126),IF(M126=\"都市ガス\",(J126*AB126+K126*AC126)*L126/IF(N126=\"\",P126,N126)*3.6/'2_メイン'!$AA$20,IF(M126=\"LPG\",(J126*AB126+K126*AC126)*L126/IF(N126=\"\",P126,N126)*3.6/'2_メイン'!$AC$20))))","v":""},{"$f":"IFERROR(IF(M126=\"電気\",1-$AZ$4/(N126*3.6/'2_メイン'!$Z$20),1-$BB$4/N126),0)","v":0},{"$f":"IFERROR(IF(M126=\"電気\",1-$AX$7/(P126*3.6/'2_メイン'!$Z$20),1-$AX$7/P126),0)","v":0},"",{"$f":"IFERROR(IF(M126=\"電気\",1-$AZ$5/(P126*3.6/'2_メイン'!$Z$20),1-$BB$5/P126),0)","v":0},0]
[null,113,null,null,null,null,null,null,null,null,null,null,null,null,null,null,null,{"$f":"IF(H127=\"電算室用\",$AQ$7,IF(AND(N127=\"\",P127=\"\"),\"\",VLOOKUP('11_パッケージ (新設)'!E127,'11_パッケージ (新設)'!$AL$3:$AM$10,2,FALSE)))","v":""},{"$f":"IF(H127=\"電算室用\",\"\",IF(AND(N127=\"\",P127=\"\"),\"\",VLOOKUP('11_パッケージ (新設)'!E127,$AL$3:$AN$10,3,FALSE)))","v":""},null,null,"","","",null,"",null,0,0,"","","","",{"$f":"IFERROR(IF(AND(N127=\"\",P127=\"\"),\"\",IF(M127=\"電気\",(J127*AB127+K127*AC127)*L127/P127,IF(M127=\"都市ガス\",(J127*AB127+K127*AC127)*L127/P127*3.6/'2_メイン'!$AA$20,IF(M127=\"LPG\",(J127*AB127+K127*AC127)*L127/P127*3.6/'2_メイン'!$AC$20)))),0)","v":""},{"$f":"IF(AND(N127=\"\",P127=\"\"),\"\",IF(M127=\"電気\",(J127*AB127+K127*AC127)*L127/IF(N127=\"\",P127,N127),IF(M127=\"都市ガス\",(J127*AB127+K127*AC127)*L127/IF(N127=\"\",P127,N127)*3.6/'2_メイン'!$AA$20,IF(M127=\"LPG\",(J127*AB127+K127*AC127)*L127/IF(N127=\"\",P127,N127)*3.6/'2_メイン'!$AC$20))))","v":""},{"$f":"IFERROR(IF(M127=\"電気\",1-$AZ$4/(N127*3.6/'2_メイン'!$Z$20),1-$BB$4/N127),0)","v":0},{"$f":"IFERROR(IF(M127=\"電気\",1-$AX$7/(P127*3.6/'2_メイン'!$Z$20),1-$AX$7/P127),0)","v":0},"",{"$f":"IFERROR(IF(M127=\"電気\",1-$AZ$5/(P127*3.6/'2_メイン'!$Z$20),1-$BB$5/P127),0)","v":0},0]
[null,114,null,null,null,null,null,null,null,null,null,null,null,null,null,null,null,{"$f":"IF(H128=\"電算室用\",$AQ$7,IF(AND(N128=\"\",P128=\"\"),\"\",VLOOKUP('11_パッケージ (新設)'!E128,'11_パッケージ (新設)'!$AL$3:$AM$10,2,FALSE)))","v":""},{"$f":"IF(H128=\"電算室用\",\"\",IF(AND(N128=\"\",P128=\"\"),\"\",VLOOKUP('11_パッケージ (新設)'!E128,$AL$3:$AN$10,3,FALSE)))","v":""},null,null,"","","",null,"",null,0,0,"","","","",{"$f":"IFERROR(IF(AND(N128=\"\",P128=\"\"),\"\",IF(M128=\"電気\",(J128*AB128+K128*AC128)*L128/P128,IF(M128=\"都市ガス\",(J128*AB128+K128*AC128)*L128/P128*3.6/'2_メイン'!$AA$20,IF(M128=\"LPG\",(J128*AB128+K128*AC128)*L128/P128*3.6/'2_メイン'!$AC$20)))),0)","v":""},{"$f":"IF(AND(N128=\"\",P128=\"\"),\"\",IF(M128=\"電気\",(J128*AB128+K128*AC128)*L128/IF(N128=\"\",P128,N128),IF(M128=\"都市ガス\",(J128*AB128+K128*AC128)*L128/IF(N128=\"\",P128,N128)*3.6/'2_メイン'!$AA$20,IF(M128=\"LPG\",(J128*AB128+K128*AC128)*L128/IF(N128=\"\",P128,N128)*3.6/'2_メイン'!$AC$20))))","v":""},{"$f":"IFERROR(IF(M128=\"電気\",1-$AZ$4/(N128*3.6/'2_メイン'!$Z$20),1-$BB$4/N128),0)","v":0},{"$f":"IFERROR(IF(M128=\"電気\",1-$AX$7/(P128*3.6/'2_メイン'!$Z$20),1-$AX$7/P128),0)","v":0},"",{"$f":"IFERROR(IF(M128=\"電気\",1-$AZ$5/(P128*3.6/'2_メイン'!$Z$20),1-$BB$5/P128),0)","v":0},0]
[null,115,null,null,null,null,null,null,null,null,null,null,null,null,null,null,null,{"$f":"IF(H129=\"電算室用\",$AQ$7,IF(AND(N129=\"\",P129=\"\"),\"\",VLOOKUP('11_パッケージ (新設)'!E129,'11_パッケージ (新設)'!$AL$3:$AM$10,2,FALSE)))","v":""},{"$f":"IF(H129=\"電算室用\",\"\",IF(AND(N129=\"\",P129=\"\"),\"\",VLOOKUP('11_パッケージ (新設)'!E129,$AL$3:$AN$10,3,FALSE)))","v":""},null,null,"","","",null,"",null,0,0,"","","","",{"$f":"IFERROR(IF(AND(N129=\"\",P129=\"\"),\"\",IF(M129=\"電気\",(J129*AB129+K129*AC129)*L129/P129,IF(M129=\"都市ガス\",(J129*AB129+K129*AC129)*L129/P129*3.6/'2_メイン'!$AA$20,IF(M129=\"LPG\",(J129*AB129+K129*AC129)*L129/P129*3.6/'2_メイン'!$AC$20)))),0)","v":""},{"$f":"IF(AND(N129=\"\",P129=\"\"),\"\",IF(M129=\"電気\",(J129*AB129+K129*AC129)*L129/IF(N129=\"\",P129,N129),IF(M129=\"都市ガス\",(J129*AB129+K129*AC129)*L129/IF(N129=\"\",P129,N129)*3.6/'2_メイン'!$AA$20,IF(M129=\"LPG\",(J129*AB129+K129*AC129)*L129/IF(N129=\"\",P129,N129)*3.6/'2_メイン'!$AC$20))))","v":""},{"$f":"IFERROR(IF(M129=\"電気\",1-$AZ$4/(N129*3.6/'2_メイン'!$Z$20),1-$BB$4/N129),0)","v":0},{"$f":"IFERROR(IF(M129=\"電気\",1-$AX$7/(P129*3.6/'2_メイン'!$Z$20),1-$AX$7/P129),0)","v":0},"",{"$f":"IFERROR(IF(M129=\"電気\",1-$AZ$5/(P129*3.6/'2_メイン'!$Z$20),1-$BB$5/P129),0)","v":0},0]
[null,116,null,null,null,null,null,null,null,null,null,null,null,null,null,null,null,{"$f":"IF(H130=\"電算室用\",$AQ$7,IF(AND(N130=\"\",P130=\"\"),\"\",VLOOKUP('11_パッケージ (新設)'!E130,'11_パッケージ (新設)'!$AL$3:$AM$10,2,FALSE)))","v":""},{"$f":"IF(H130=\"電算室用\",\"\",IF(AND(N130=\"\",P130=\"\"),\"\",VLOOKUP('11_パッケージ (新設)'!E130,$AL$3:$AN$10,3,FALSE)))","v":""},null,null,"","","",null,"",null,0,0,"","","","",{"$f":"IFERROR(IF(AND(N130=\"\",P130=\"\"),\"\",IF(M130=\"電気\",(J130*AB130+K130*AC130)*L130/P130,IF(M130=\"都市ガス\",(J130*AB130+K130*AC130)*L130/P130*3.6/'2_メイン'!$AA$20,IF(M130=\"LPG\",(J130*AB130+K130*AC130)*L130/P130*3.6/'2_メイン'!$AC$20)))),0)","v":""},{"$f":"IF(AND(N130=\"\",P130=\"\"),\"\",IF(M130=\"電気\",(J130*AB130+K130*AC130)*L130/IF(N130=\"\",P130,N130),IF(M130=\"都市ガス\",(J130*AB130+K130*AC130)*L130/IF(N130=\"\",P130,N130)*3.6/'2_メイン'!$AA$20,IF(M130=\"LPG\",(J130*AB130+K130*AC130)*L130/IF(N130=\"\",P130,N130)*3.6/'2_メイン'!$AC$20))))","v":""},{"$f":"IFERROR(IF(M130=\"電気\",1-$AZ$4/(N130*3.6/'2_メイン'!$Z$20),1-$BB$4/N130),0)","v":0},{"$f":"IFERROR(IF(M130=\"電気\",1-$AX$7/(P130*3.6/'2_メイン'!$Z$20),1-$AX$7/P130),0)","v":0},"",{"$f":"IFERROR(IF(M130=\"電気\",1-$AZ$5/(P130*3.6/'2_メイン'!$Z$20),1-$BB$5/P130),0)","v":0},0]
[null,117,null,null,null,null,null,null,null,null,null,null,null,null,null,null,null,{"$f":"IF(H131=\"電算室用\",$AQ$7,IF(AND(N131=\"\",P131=\"\"),\"\",VLOOKUP('11_パッケージ (新設)'!E131,'11_パッケージ (新設)'!$AL$3:$AM$10,2,FALSE)))","v":""},{"$f":"IF(H131=\"電算室用\",\"\",IF(AND(N131=\"\",P131=\"\"),\"\",VLOOKUP('11_パッケージ (新設)'!E131,$AL$3:$AN$10,3,FALSE)))","v":""},null,null,"","","",null,"",null,0,0,"","","","",{"$f":"IFERROR(IF(AND(N131=\"\",P131=\"\"),\"\",IF(M131=\"電気\",(J131*AB131+K131*AC131)*L131/P131,IF(M131=\"都市ガス\",(J131*AB131+K131*AC131)*L131/P131*3.6/'2_メイン'!$AA$20,IF(M131=\"LPG\",(J131*AB131+K131*AC131)*L131/P131*3.6/'2_メイン'!$AC$20)))),0)","v":""},{"$f":"IF(AND(N131=\"\",P131=\"\"),\"\",IF(M131=\"電気\",(J131*AB131+K131*AC131)*L131/IF(N131=\"\",P131,N131),IF(M131=\"都市ガス\",(J131*AB131+K131*AC131)*L131/IF(N131=\"\",P131,N131)*3.6/'2_メイン'!$AA$20,IF(M131=\"LPG\",(J131*AB131+K131*AC131)*L131/IF(N131=\"\",P131,N131)*3.6/'2_メイン'!$AC$20))))","v":""},{"$f":"IFERROR(IF(M131=\"電気\",1-$AZ$4/(N131*3.6/'2_メイン'!$Z$20),1-$BB$4/N131),0)","v":0},{"$f":"IFERROR(IF(M131=\"電気\",1-$AX$7/(P131*3.6/'2_メイン'!$Z$20),1-$AX$7/P131),0)","v":0},"",{"$f":"IFERROR(IF(M131=\"電気\",1-$AZ$5/(P131*3.6/'2_メイン'!$Z$20),1-$BB$5/P131),0)","v":0},0]
[null,118,null,null,null,null,null,null,null,null,null,null,null,null,null,null,null,{"$f":"IF(H132=\"電算室用\",$AQ$7,IF(AND(N132=\"\",P132=\"\"),\"\",VLOOKUP('11_パッケージ (新設)'!E132,'11_パッケージ (新設)'!$AL$3:$AM$10,2,FALSE)))","v":""},{"$f":"IF(H132=\"電算室用\",\"\",IF(AND(N132=\"\",P132=\"\"),\"\",VLOOKUP('11_パッケージ (新設)'!E132,$AL$3:$AN$10,3,FALSE)))","v":""},null,null,"","","",null,"",null,0,0,"","","","",{"$f":"IFERROR(IF(AND(N132=\"\",P132=\"\"),\"\",IF(M132=\"電気\",(J132*AB132+K132*AC132)*L132/P132,IF(M132=\"都市ガス\",(J132*AB132+K132*AC132)*L132/P132*3.6/'2_メイン'!$AA$20,IF(M132=\"LPG\",(J132*AB132+K132*AC132)*L132/P132*3.6/'2_メイン'!$AC$20)))),0)","v":""},{"$f":"IF(AND(N132=\"\",P132=\"\"),\"\",IF(M132=\"電気\",(J132*AB132+K132*AC132)*L132/IF(N132=\"\",P132,N132),IF(M132=\"都市ガス\",(J132*AB132+K132*AC132)*L132/IF(N132=\"\",P132,N132)*3.6/'2_メイン'!$AA$20,IF(M132=\"LPG\",(J132*AB132+K132*AC132)*L132/IF(N132=\"\",P132,N132)*3.6/'2_メイン'!$AC$20))))","v":""},{"$f":"IFERROR(IF(M132=\"電気\",1-$AZ$4/(N132*3.6/'2_メイン'!$Z$20),1-$BB$4/N132),0)","v":0},{"$f":"IFERROR(IF(M132=\"電気\",1-$AX$7/(P132*3.6/'2_メイン'!$Z$20),1-$AX$7/P132),0)","v":0},"",{"$f":"IFERROR(IF(M132=\"電気\",1-$AZ$5/(P132*3.6/'2_メイン'!$Z$20),1-$BB$5/P132),0)","v":0},0]
[null,119,null,null,null,null,null,null,null,null,null,null,null,null,null,null,null,{"$f":"IF(H133=\"電算室用\",$AQ$7,IF(AND(N133=\"\",P133=\"\"),\"\",VLOOKUP('11_パッケージ (新設)'!E133,'11_パッケージ (新設)'!$AL$3:$AM$10,2,FALSE)))","v":""},{"$f":"IF(H133=\"電算室用\",\"\",IF(AND(N133=\"\",P133=\"\"),\"\",VLOOKUP('11_パッケージ (新設)'!E133,$AL$3:$AN$10,3,FALSE)))","v":""},null,null,"","","",null,"",null,0,0,"","","","",{"$f":"IFERROR(IF(AND(N133=\"\",P133=\"\"),\"\",IF(M133=\"電気\",(J133*AB133+K133*AC133)*L133/P133,IF(M133=\"都市ガス\",(J133*AB133+K133*AC133)*L133/P133*3.6/'2_メイン'!$AA$20,IF(M133=\"LPG\",(J133*AB133+K133*AC133)*L133/P133*3.6/'2_メイン'!$AC$20)))),0)","v":""},{"$f":"IF(AND(N133=\"\",P133=\"\"),\"\",IF(M133=\"電気\",(J133*AB133+K133*AC133)*L133/IF(N133=\"\",P133,N133),IF(M133=\"都市ガス\",(J133*AB133+K133*AC133)*L133/IF(N133=\"\",P133,N133)*3.6/'2_メイン'!$AA$20,IF(M133=\"LPG\",(J133*AB133+K133*AC133)*L133/IF(N133=\"\",P133,N133)*3.6/'2_メイン'!$AC$20))))","v":""},{"$f":"IFERROR(IF(M133=\"電気\",1-$AZ$4/(N133*3.6/'2_メイン'!$Z$20),1-$BB$4/N133),0)","v":0},{"$f":"IFERROR(IF(M133=\"電気\",1-$AX$7/(P133*3.6/'2_メイン'!$Z$20),1-$AX$7/P133),0)","v":0},"",{"$f":"IFERROR(IF(M133=\"電気\",1-$AZ$5/(P133*3.6/'2_メイン'!$Z$20),1-$BB$5/P133),0)","v":0},0]
[null,120,null,null,null,null,null,null,null,null,null,null,null,null,null,null,null,{"$f":"IF(H134=\"電算室用\",$AQ$7,IF(AND(N134=\"\",P134=\"\"),\"\",VLOOKUP('11_パッケージ (新設)'!E134,'11_パッケージ (新設)'!$AL$3:$AM$10,2,FALSE)))","v":""},{"$f":"IF(H134=\"電算室用\",\"\",IF(AND(N134=\"\",P134=\"\"),\"\",VLOOKUP('11_パッケージ (新設)'!E134,$AL$3:$AN$10,3,FALSE)))","v":""},null,null,"","","",null,"",null,0,0,"","","","",{"$f":"IFERROR(IF(AND(N134=\"\",P134=\"\"),\"\",IF(M134=\"電気\",(J134*AB134+K134*AC134)*L134/P134,IF(M134=\"都市ガス\",(J134*AB134+K134*AC134)*L134/P134*3.6/'2_メイン'!$AA$20,IF(M134=\"LPG\",(J134*AB134+K134*AC134)*L134/P134*3.6/'2_メイン'!$AC$20)))),0)","v":""},{"$f":"IF(AND(N134=\"\",P134=\"\"),\"\",IF(M134=\"電気\",(J134*AB134+K134*AC134)*L134/IF(N134=\"\",P134,N134),IF(M134=\"都市ガス\",(J134*AB134+K134*AC134)*L134/IF(N134=\"\",P134,N134)*3.6/'2_メイン'!$AA$20,IF(M134=\"LPG\",(J134*AB134+K134*AC134)*L134/IF(N134=\"\",P134,N134)*3.6/'2_メイン'!$AC$20))))","v":""},{"$f":"IFERROR(IF(M134=\"電気\",1-$AZ$4/(N134*3.6/'2_メイン'!$Z$20),1-$BB$4/N134),0)","v":0},{"$f":"IFERROR(IF(M134=\"電気\",1-$AX$7/(P134*3.6/'2_メイン'!$Z$20),1-$AX$7/P134),0)","v":0},"",{"$f":"IFERROR(IF(M134=\"電気\",1-$AZ$5/(P134*3.6/'2_メイン'!$Z$20),1-$BB$5/P134),0)","v":0},0]
[null,121,null,null,null,null,null,null,null,null,null,null,null,null,null,null,null,{"$f":"IF(H135=\"電算室用\",$AQ$7,IF(AND(N135=\"\",P135=\"\"),\"\",VLOOKUP('11_パッケージ (新設)'!E135,'11_パッケージ (新設)'!$AL$3:$AM$10,2,FALSE)))","v":""},{"$f":"IF(H135=\"電算室用\",\"\",IF(AND(N135=\"\",P135=\"\"),\"\",VLOOKUP('11_パッケージ (新設)'!E135,$AL$3:$AN$10,3,FALSE)))","v":""},null,null,"","","",null,"",null,0,0,"","","","",{"$f":"IFERROR(IF(AND(N135=\"\",P135=\"\"),\"\",IF(M135=\"電気\",(J135*AB135+K135*AC135)*L135/P135,IF(M135=\"都市ガス\",(J135*AB135+K135*AC135)*L135/P135*3.6/'2_メイン'!$AA$20,IF(M135=\"LPG\",(J135*AB135+K135*AC135)*L135/P135*3.6/'2_メイン'!$AC$20)))),0)","v":""},{"$f":"IF(AND(N135=\"\",P135=\"\"),\"\",IF(M135=\"電気\",(J135*AB135+K135*AC135)*L135/IF(N135=\"\",P135,N135),IF(M135=\"都市ガス\",(J135*AB135+K135*AC135)*L135/IF(N135=\"\",P135,N135)*3.6/'2_メイン'!$AA$20,IF(M135=\"LPG\",(J135*AB135+K135*AC135)*L135/IF(N135=\"\",P135,N135)*3.6/'2_メイン'!$AC$20))))","v":""},{"$f":"IFERROR(IF(M135=\"電気\",1-$AZ$4/(N135*3.6/'2_メイン'!$Z$20),1-$BB$4/N135),0)","v":0},{"$f":"IFERROR(IF(M135=\"電気\",1-$AX$7/(P135*3.6/'2_メイン'!$Z$20),1-$AX$7/P135),0)","v":0},"",{"$f":"IFERROR(IF(M135=\"電気\",1-$AZ$5/(P135*3.6/'2_メイン'!$Z$20),1-$BB$5/P135),0)","v":0},0]
[null,122,null,null,null,null,null,null,null,null,null,null,null,null,null,null,null,{"$f":"IF(H136=\"電算室用\",$AQ$7,IF(AND(N136=\"\",P136=\"\"),\"\",VLOOKUP('11_パッケージ (新設)'!E136,'11_パッケージ (新設)'!$AL$3:$AM$10,2,FALSE)))","v":""},{"$f":"IF(H136=\"電算室用\",\"\",IF(AND(N136=\"\",P136=\"\"),\"\",VLOOKUP('11_パッケージ (新設)'!E136,$AL$3:$AN$10,3,FALSE)))","v":""},null,null,"","","",null,"",null,0,0,"","","","",{"$f":"IFERROR(IF(AND(N136=\"\",P136=\"\"),\"\",IF(M136=\"電気\",(J136*AB136+K136*AC136)*L136/P136,IF(M136=\"都市ガス\",(J136*AB136+K136*AC136)*L136/P136*3.6/'2_メイン'!$AA$20,IF(M136=\"LPG\",(J136*AB136+K136*AC136)*L136/P136*3.6/'2_メイン'!$AC$20)))),0)","v":""},{"$f":"IF(AND(N136=\"\",P136=\"\"),\"\",IF(M136=\"電気\",(J136*AB136+K136*AC136)*L136/IF(N136=\"\",P136,N136),IF(M136=\"都市ガス\",(J136*AB136+K136*AC136)*L136/IF(N136=\"\",P136,N136)*3.6/'2_メイン'!$AA$20,IF(M136=\"LPG\",(J136*AB136+K136*AC136)*L136/IF(N136=\"\",P136,N136)*3.6/'2_メイン'!$AC$20))))","v":""},{"$f":"IFERROR(IF(M136=\"電気\",1-$AZ$4/(N136*3.6/'2_メイン'!$Z$20),1-$BB$4/N136),0)","v":0},{"$f":"IFERROR(IF(M136=\"電気\",1-$AX$7/(P136*3.6/'2_メイン'!$Z$20),1-$AX$7/P136),0)","v":0},"",{"$f":"IFERROR(IF(M136=\"電気\",1-$AZ$5/(P136*3.6/'2_メイン'!$Z$20),1-$BB$5/P136),0)","v":0},0]
[null,123,null,null,null,null,null,null,null,null,null,null,null,null,null,null,null,{"$f":"IF(H137=\"電算室用\",$AQ$7,IF(AND(N137=\"\",P137=\"\"),\"\",VLOOKUP('11_パッケージ (新設)'!E137,'11_パッケージ (新設)'!$AL$3:$AM$10,2,FALSE)))","v":""},{"$f":"IF(H137=\"電算室用\",\"\",IF(AND(N137=\"\",P137=\"\"),\"\",VLOOKUP('11_パッケージ (新設)'!E137,$AL$3:$AN$10,3,FALSE)))","v":""},null,null,"","","",null,"",null,0,0,"","","","",{"$f":"IFERROR(IF(AND(N137=\"\",P137=\"\"),\"\",IF(M137=\"電気\",(J137*AB137+K137*AC137)*L137/P137,IF(M137=\"都市ガス\",(J137*AB137+K137*AC137)*L137/P137*3.6/'2_メイン'!$AA$20,IF(M137=\"LPG\",(J137*AB137+K137*AC137)*L137/P137*3.6/'2_メイン'!$AC$20)))),0)","v":""},{"$f":"IF(AND(N137=\"\",P137=\"\"),\"\",IF(M137=\"電気\",(J137*AB137+K137*AC137)*L137/IF(N137=\"\",P137,N137),IF(M137=\"都市ガス\",(J137*AB137+K137*AC137)*L137/IF(N137=\"\",P137,N137)*3.6/'2_メイン'!$AA$20,IF(M137=\"LPG\",(J137*AB137+K137*AC137)*L137/IF(N137=\"\",P137,N137)*3.6/'2_メイン'!$AC$20))))","v":""},{"$f":"IFERROR(IF(M137=\"電気\",1-$AZ$4/(N137*3.6/'2_メイン'!$Z$20),1-$BB$4/N137),0)","v":0},{"$f":"IFERROR(IF(M137=\"電気\",1-$AX$7/(P137*3.6/'2_メイン'!$Z$20),1-$AX$7/P137),0)","v":0},"",{"$f":"IFERROR(IF(M137=\"電気\",1-$AZ$5/(P137*3.6/'2_メイン'!$Z$20),1-$BB$5/P137),0)","v":0},0]
[null,124,null,null,null,null,null,null,null,null,null,null,null,null,null,null,null,{"$f":"IF(H138=\"電算室用\",$AQ$7,IF(AND(N138=\"\",P138=\"\"),\"\",VLOOKUP('11_パッケージ (新設)'!E138,'11_パッケージ (新設)'!$AL$3:$AM$10,2,FALSE)))","v":""},{"$f":"IF(H138=\"電算室用\",\"\",IF(AND(N138=\"\",P138=\"\"),\"\",VLOOKUP('11_パッケージ (新設)'!E138,$AL$3:$AN$10,3,FALSE)))","v":""},null,null,"","","",null,"",null,0,0,"","","","",{"$f":"IFERROR(IF(AND(N138=\"\",P138=\"\"),\"\",IF(M138=\"電気\",(J138*AB138+K138*AC138)*L138/P138,IF(M138=\"都市ガス\",(J138*AB138+K138*AC138)*L138/P138*3.6/'2_メイン'!$AA$20,IF(M138=\"LPG\",(J138*AB138+K138*AC138)*L138/P138*3.6/'2_メイン'!$AC$20)))),0)","v":""},{"$f":"IF(AND(N138=\"\",P138=\"\"),\"\",IF(M138=\"電気\",(J138*AB138+K138*AC138)*L138/IF(N138=\"\",P138,N138),IF(M138=\"都市ガス\",(J138*AB138+K138*AC138)*L138/IF(N138=\"\",P138,N138)*3.6/'2_メイン'!$AA$20,IF(M138=\"LPG\",(J138*AB138+K138*AC138)*L138/IF(N138=\"\",P138,N138)*3.6/'2_メイン'!$AC$20))))","v":""},{"$f":"IFERROR(IF(M138=\"電気\",1-$AZ$4/(N138*3.6/'2_メイン'!$Z$20),1-$BB$4/N138),0)","v":0},{"$f":"IFERROR(IF(M138=\"電気\",1-$AX$7/(P138*3.6/'2_メイン'!$Z$20),1-$AX$7/P138),0)","v":0},"",{"$f":"IFERROR(IF(M138=\"電気\",1-$AZ$5/(P138*3.6/'2_メイン'!$Z$20),1-$BB$5/P138),0)","v":0},0]
[null,125,null,null,null,null,null,null,null,null,null,null,null,null,null,null,null,{"$f":"IF(H139=\"電算室用\",$AQ$7,IF(AND(N139=\"\",P139=\"\"),\"\",VLOOKUP('11_パッケージ (新設)'!E139,'11_パッケージ (新設)'!$AL$3:$AM$10,2,FALSE)))","v":""},{"$f":"IF(H139=\"電算室用\",\"\",IF(AND(N139=\"\",P139=\"\"),\"\",VLOOKUP('11_パッケージ (新設)'!E139,$AL$3:$AN$10,3,FALSE)))","v":""},null,null,"","","",null,"",null,0,0,"","","","",{"$f":"IFERROR(IF(AND(N139=\"\",P139=\"\"),\"\",IF(M139=\"電気\",(J139*AB139+K139*AC139)*L139/P139,IF(M139=\"都市ガス\",(J139*AB139+K139*AC139)*L139/P139*3.6/'2_メイン'!$AA$20,IF(M139=\"LPG\",(J139*AB139+K139*AC139)*L139/P139*3.6/'2_メイン'!$AC$20)))),0)","v":""},{"$f":"IF(AND(N139=\"\",P139=\"\"),\"\",IF(M139=\"電気\",(J139*AB139+K139*AC139)*L139/IF(N139=\"\",P139,N139),IF(M139=\"都市ガス\",(J139*AB139+K139*AC139)*L139/IF(N139=\"\",P139,N139)*3.6/'2_メイン'!$AA$20,IF(M139=\"LPG\",(J139*AB139+K139*AC139)*L139/IF(N139=\"\",P139,N139)*3.6/'2_メイン'!$AC$20))))","v":""},{"$f":"IFERROR(IF(M139=\"電気\",1-$AZ$4/(N139*3.6/'2_メイン'!$Z$20),1-$BB$4/N139),0)","v":0},{"$f":"IFERROR(IF(M139=\"電気\",1-$AX$7/(P139*3.6/'2_メイン'!$Z$20),1-$AX$7/P139),0)","v":0},"",{"$f":"IFERROR(IF(M139=\"電気\",1-$AZ$5/(P139*3.6/'2_メイン'!$Z$20),1-$BB$5/P139),0)","v":0},0]
[null,126,null,null,null,null,null,null,null,null,null,null,null,null,null,null,null,{"$f":"IF(H140=\"電算室用\",$AQ$7,IF(AND(N140=\"\",P140=\"\"),\"\",VLOOKUP('11_パッケージ (新設)'!E140,'11_パッケージ (新設)'!$AL$3:$AM$10,2,FALSE)))","v":""},{"$f":"IF(H140=\"電算室用\",\"\",IF(AND(N140=\"\",P140=\"\"),\"\",VLOOKUP('11_パッケージ (新設)'!E140,$AL$3:$AN$10,3,FALSE)))","v":""},null,null,"","","",null,"",null,0,0,"","","","",{"$f":"IFERROR(IF(AND(N140=\"\",P140=\"\"),\"\",IF(M140=\"電気\",(J140*AB140+K140*AC140)*L140/P140,IF(M140=\"都市ガス\",(J140*AB140+K140*AC140)*L140/P140*3.6/'2_メイン'!$AA$20,IF(M140=\"LPG\",(J140*AB140+K140*AC140)*L140/P140*3.6/'2_メイン'!$AC$20)))),0)","v":""},{"$f":"IF(AND(N140=\"\",P140=\"\"),\"\",IF(M140=\"電気\",(J140*AB140+K140*AC140)*L140/IF(N140=\"\",P140,N140),IF(M140=\"都市ガス\",(J140*AB140+K140*AC140)*L140/IF(N140=\"\",P140,N140)*3.6/'2_メイン'!$AA$20,IF(M140=\"LPG\",(J140*AB140+K140*AC140)*L140/IF(N140=\"\",P140,N140)*3.6/'2_メイン'!$AC$20))))","v":""},{"$f":"IFERROR(IF(M140=\"電気\",1-$AZ$4/(N140*3.6/'2_メイン'!$Z$20),1-$BB$4/N140),0)","v":0},{"$f":"IFERROR(IF(M140=\"電気\",1-$AX$7/(P140*3.6/'2_メイン'!$Z$20),1-$AX$7/P140),0)","v":0},"",{"$f":"IFERROR(IF(M140=\"電気\",1-$AZ$5/(P140*3.6/'2_メイン'!$Z$20),1-$BB$5/P140),0)","v":0},0]
[null,127,null,null,null,null,null,null,null,null,null,null,null,null,null,null,null,{"$f":"IF(H141=\"電算室用\",$AQ$7,IF(AND(N141=\"\",P141=\"\"),\"\",VLOOKUP('11_パッケージ (新設)'!E141,'11_パッケージ (新設)'!$AL$3:$AM$10,2,FALSE)))","v":""},{"$f":"IF(H141=\"電算室用\",\"\",IF(AND(N141=\"\",P141=\"\"),\"\",VLOOKUP('11_パッケージ (新設)'!E141,$AL$3:$AN$10,3,FALSE)))","v":""},null,null,"","","",null,"",null,0,0,"","","","",{"$f":"IFERROR(IF(AND(N141=\"\",P141=\"\"),\"\",IF(M141=\"電気\",(J141*AB141+K141*AC141)*L141/P141,IF(M141=\"都市ガス\",(J141*AB141+K141*AC141)*L141/P141*3.6/'2_メイン'!$AA$20,IF(M141=\"LPG\",(J141*AB141+K141*AC141)*L141/P141*3.6/'2_メイン'!$AC$20)))),0)","v":""},{"$f":"IF(AND(N141=\"\",P141=\"\"),\"\",IF(M141=\"電気\",(J141*AB141+K141*AC141)*L141/IF(N141=\"\",P141,N141),IF(M141=\"都市ガス\",(J141*AB141+K141*AC141)*L141/IF(N141=\"\",P141,N141)*3.6/'2_メイン'!$AA$20,IF(M141=\"LPG\",(J141*AB141+K141*AC141)*L141/IF(N141=\"\",P141,N141)*3.6/'2_メイン'!$AC$20))))","v":""},{"$f":"IFERROR(IF(M141=\"電気\",1-$AZ$4/(N141*3.6/'2_メイン'!$Z$20),1-$BB$4/N141),0)","v":0},{"$f":"IFERROR(IF(M141=\"電気\",1-$AX$7/(P141*3.6/'2_メイン'!$Z$20),1-$AX$7/P141),0)","v":0},"",{"$f":"IFERROR(IF(M141=\"電気\",1-$AZ$5/(P141*3.6/'2_メイン'!$Z$20),1-$BB$5/P141),0)","v":0},0]
[null,128,null,null,null,null,null,null,null,null,null,null,null,null,null,null,null,{"$f":"IF(H142=\"電算室用\",$AQ$7,IF(AND(N142=\"\",P142=\"\"),\"\",VLOOKUP('11_パッケージ (新設)'!E142,'11_パッケージ (新設)'!$AL$3:$AM$10,2,FALSE)))","v":""},{"$f":"IF(H142=\"電算室用\",\"\",IF(AND(N142=\"\",P142=\"\"),\"\",VLOOKUP('11_パッケージ (新設)'!E142,$AL$3:$AN$10,3,FALSE)))","v":""},null,null,"","","",null,"",null,0,0,"","","","",{"$f":"IFERROR(IF(AND(N142=\"\",P142=\"\"),\"\",IF(M142=\"電気\",(J142*AB142+K142*AC142)*L142/P142,IF(M142=\"都市ガス\",(J142*AB142+K142*AC142)*L142/P142*3.6/'2_メイン'!$AA$20,IF(M142=\"LPG\",(J142*AB142+K142*AC142)*L142/P142*3.6/'2_メイン'!$AC$20)))),0)","v":""},{"$f":"IF(AND(N142=\"\",P142=\"\"),\"\",IF(M142=\"電気\",(J142*AB142+K142*AC142)*L142/IF(N142=\"\",P142,N142),IF(M142=\"都市ガス\",(J142*AB142+K142*AC142)*L142/IF(N142=\"\",P142,N142)*3.6/'2_メイン'!$AA$20,IF(M142=\"LPG\",(J142*AB142+K142*AC142)*L142/IF(N142=\"\",P142,N142)*3.6/'2_メイン'!$AC$20))))","v":""},{"$f":"IFERROR(IF(M142=\"電気\",1-$AZ$4/(N142*3.6/'2_メイン'!$Z$20),1-$BB$4/N142),0)","v":0},{"$f":"IFERROR(IF(M142=\"電気\",1-$AX$7/(P142*3.6/'2_メイン'!$Z$20),1-$AX$7/P142),0)","v":0},"",{"$f":"IFERROR(IF(M142=\"電気\",1-$AZ$5/(P142*3.6/'2_メイン'!$Z$20),1-$BB$5/P142),0)","v":0},0]
[null,129,null,null,null,null,null,null,null,null,null,null,null,null,null,null,null,{"$f":"IF(H143=\"電算室用\",$AQ$7,IF(AND(N143=\"\",P143=\"\"),\"\",VLOOKUP('11_パッケージ (新設)'!E143,'11_パッケージ (新設)'!$AL$3:$AM$10,2,FALSE)))","v":""},{"$f":"IF(H143=\"電算室用\",\"\",IF(AND(N143=\"\",P143=\"\"),\"\",VLOOKUP('11_パッケージ (新設)'!E143,$AL$3:$AN$10,3,FALSE)))","v":""},null,null,"","",{"$f":"IF(V143=\"\",\"\",V143*HLOOKUP(M143,$AQ$2:$AS$4,3,FALSE)/1000)","v":""},null,{"$f":"IF(V143=\"\",\"\",V143*HLOOKUP(M143,$AQ$2:$AS$4,2,FALSE))","v":""},null,{"$f":"IFERROR(IF(H143=\"電算室用\",IF(T143=\"\",$AQ$6,$AQ$6*T143/R143),IF(T143=\"\",R143,T143)/R143*VLOOKUP(E143,$AL$3:$AP$10,4,FALSE)),0)","v":0},{"$f":"IFERROR(IF(H143=\"電算室用\",0,IF(U143=\"\",S143,U143)/S143*VLOOKUP(E143,$AL$3:$AP$10,5,FALSE)),0)","v":0},"","","",{"$f":"IF(AND(N143=\"\",P143=\"\"),\"\",AE143*HLOOKUP(M143,$AQ$2:$AS$4,3,FALSE)/1000)","v":""},{"$f":"IFERROR(IF(AND(N143=\"\",P143=\"\"),\"\",IF(M143=\"電気\",(J143*AB143+K143*AC143)*L143/P143,IF(M143=\"都市ガス\",(J143*AB143+K143*AC143)*L143/P143*3.6/'2_メイン'!$AA$20,IF(M143=\"LPG\",(J143*AB143+K143*AC143)*L143/P143*3.6/'2_メイン'!$AC$20)))),0)","v":""},{"$f":"IF(AND(N143=\"\",P143=\"\"),\"\",IF(M143=\"電気\",(J143*AB143+K143*AC143)*L143/IF(N143=\"\",P143,N143),IF(M143=\"都市ガス\",(J143*AB143+K143*AC143)*L143/IF(N143=\"\",P143,N143)*3.6/'2_メイン'!$AA$20,IF(M143=\"LPG\",(J143*AB143+K143*AC143)*L143/IF(N143=\"\",P143,N143)*3.6/'2_メイン'!$AC$20))))","v":""},{"$f":"IFERROR(IF(M143=\"電気\",1-$AZ$4/(N143*3.6/'2_メイン'!$Z$20),1-$BB$4/N143),0)","v":0},{"$f":"IFERROR(IF(M143=\"電気\",1-$AX$7/(P143*3.6/'2_メイン'!$Z$20),1-$AX$7/P143),0)","v":0},"",{"$f":"IFERROR(IF(M143=\"電気\",1-$AZ$5/(P143*3.6/'2_メイン'!$Z$20),1-$BB$5/P143),0)","v":0},0]
[null,130,null,null,null,null,null,null,null,null,null,null,null,null,null,null,null,{"$f":"IF(H144=\"電算室用\",$AQ$7,IF(AND(N144=\"\",P144=\"\"),\"\",VLOOKUP('11_パッケージ (新設)'!E144,'11_パッケージ (新設)'!$AL$3:$AM$10,2,FALSE)))","v":""},{"$f":"IF(H144=\"電算室用\",\"\",IF(AND(N144=\"\",P144=\"\"),\"\",VLOOKUP('11_パッケージ (新設)'!E144,$AL$3:$AN$10,3,FALSE)))","v":""},null,null,{"$f":"IF(AND(N144=\"\",P144=\"\"),\"\",IF(H144=\"電算室用\",AH144,AI144))","v":""},{"$f":"IF(M144=\"\",\"\",IF(M144=\"電気\",\"kWh/年\",IF(M144=\"都市ガス\",\"Nm3/年\",\"kg/年\")))","v":""},"",null,"",null,0,0,{"$f":"IF(M144=\"\",\"\",IF(H144=\"電算室用\",AK144,AN144))","v":""},"",{"$f":"IF(M144=\"\",\"\",IF(M144=\"電気\",\"kWh/年\",IF(M144=\"都市ガス\",\"Nm3/年\",\"kg/年\")))","v":""},"",{"$f":"IFERROR(IF(AND(N144=\"\",P144=\"\"),\"\",IF(M144=\"電気\",(J144*AB144+K144*AC144)*L144/P144,IF(M144=\"都市ガス\",(J144*AB144+K144*AC144)*L144/P144*3.6/'2_メイン'!$AA$20,IF(M144=\"LPG\",(J144*AB144+K144*AC144)*L144/P144*3.6/'2_メイン'!$AC$20)))),0)","v":""},{"$f":"IF(AND(N144=\"\",P144=\"\"),\"\",IF(M144=\"電気\",(J144*AB144+K144*AC144)*L144/IF(N144=\"\",P144,N144),IF(M144=\"都市ガス\",(J144*AB144+K144*AC144)*L144/IF(N144=\"\",P144,N144)*3.6/'2_メイン'!$AA$20,IF(M144=\"LPG\",(J144*AB144+K144*AC144)*L144/IF(N144=\"\",P144,N144)*3.6/'2_メイン'!$AC$20))))","v":""},{"$f":"IFERROR(IF(M144=\"電気\",1-$AZ$4/(N144*3.6/'2_メイン'!$Z$20),1-$BB$4/N144),0)","v":0},{"$f":"IFERROR(IF(M144=\"電気\",1-$AX$7/(P144*3.6/'2_メイン'!$Z$20),1-$AX$7/P144),0)","v":0},{"$f":"IF(OR(J144=\"\",L144=\"\"),\"\",J144*L144)","v":""},{"$f":"IFERROR(IF(M144=\"電気\",1-$AZ$5/(P144*3.6/'2_メイン'!$Z$20),1-$BB$5/P144),0)","v":0},{"$f":"IF(N144=\"\",AM144,AJ144)","v":0}]
[null,131,null,null,null,null,null,null,null,null,null,null,null,null,null,null,null,{"$f":"IF(H145=\"電算室用\",$AQ$7,IF(AND(N145=\"\",P145=\"\"),\"\",VLOOKUP('11_パッケージ (新設)'!E145,'11_パッケージ (新設)'!$AL$3:$AM$10,2,FALSE)))","v":""},{"$f":"IF(H145=\"電算室用\",\"\",IF(AND(N145=\"\",P145=\"\"),\"\",VLOOKUP('11_パッケージ (新設)'!E145,$AL$3:$AN$10,3,FALSE)))","v":""},null,null,"","","",null,"",null,0,0,"",{"$f":"IF(V145=\"\",\"\",IF(H145=\"電算室用\",AH145/(1-AD145),AI145)/(1-AD145))","v":""},"","",{"$f":"IFERROR(IF(AND(N145=\"\",P145=\"\"),\"\",IF(M145=\"電気\",(J145*AB145+K145*AC145)*L145/P145,IF(M145=\"都市ガス\",(J145*AB145+K145*AC145)*L145/P145*3.6/'2_メイン'!$AA$20,IF(M145=\"LPG\",(J145*AB145+K145*AC145)*L145/P145*3.6/'2_メイン'!$AC$20)))),0)","v":""},{"$f":"IF(AND(N145=\"\",P145=\"\"),\"\",IF(M145=\"電気\",(J145*AB145+K145*AC145)*L145/IF(N145=\"\",P145,N145),IF(M145=\"都市ガス\",(J145*AB145+K145*AC145)*L145/IF(N145=\"\",P145,N145)*3.6/'2_メイン'!$AA$20,IF(M145=\"LPG\",(J145*AB145+K145*AC145)*L145/IF(N145=\"\",P145,N145)*3.6/'2_メイン'!$AC$20))))","v":""},{"$f":"IFERROR(IF(M145=\"電気\",1-$AZ$4/(N145*3.6/'2_メイン'!$Z$20),1-$BB$4/N145),0)","v":0},{"$f":"IFERROR(IF(M145=\"電気\",1-$AX$7/(P145*3.6/'2_メイン'!$Z$20),1-$AX$7/P145),0)","v":0},"",{"$f":"IFERROR(IF(M145=\"電気\",1-$AZ$5/(P145*3.6/'2_メイン'!$Z$20),1-$BB$5/P145),0)","v":0},0]
[null,132,null,null,null,null,null,null,null,null,null,null,null,null,null,null,null,{"$f":"IF(H146=\"電算室用\",$AQ$7,IF(AND(N146=\"\",P146=\"\"),\"\",VLOOKUP('11_パッケージ (新設)'!E146,'11_パッケージ (新設)'!$AL$3:$AM$10,2,FALSE)))","v":""},{"$f":"IF(H146=\"電算室用\",\"\",IF(AND(N146=\"\",P146=\"\"),\"\",VLOOKUP('11_パッケージ (新設)'!E146,$AL$3:$AN$10,3,FALSE)))","v":""},null,null,"","","",null,"",null,0,0,"","","","",{"$f":"IFERROR(IF(AND(N146=\"\",P146=\"\"),\"\",IF(M146=\"電気\",(J146*AB146+K146*AC146)*L146/P146,IF(M146=\"都市ガス\",(J146*AB146+K146*AC146)*L146/P146*3.6/'2_メイン'!$AA$20,IF(M146=\"LPG\",(J146*AB146+K146*AC146)*L146/P146*3.6/'2_メイン'!$AC$20)))),0)","v":""},{"$f":"IF(AND(N146=\"\",P146=\"\"),\"\",IF(M146=\"電気\",(J146*AB146+K146*AC146)*L146/IF(N146=\"\",P146,N146),IF(M146=\"都市ガス\",(J146*AB146+K146*AC146)*L146/IF(N146=\"\",P146,N146)*3.6/'2_メイン'!$AA$20,IF(M146=\"LPG\",(J146*AB146+K146*AC146)*L146/IF(N146=\"\",P146,N146)*3.6/'2_メイン'!$AC$20))))","v":""},{"$f":"IFERROR(IF(M146=\"電気\",1-$AZ$4/(N146*3.6/'2_メイン'!$Z$20),1-$BB$4/N146),0)","v":0},{"$f":"IFERROR(IF(M146=\"電気\",1-$AX$7/(P146*3.6/'2_メイン'!$Z$20),1-$AX$7/P146),0)","v":0},"",{"$f":"IFERROR(IF(M146=\"電気\",1-$AZ$5/(P146*3.6/'2_メイン'!$Z$20),1-$BB$5/P146),0)","v":0},0]
[null,133,null,null,null,null,null,null,null,null,null,null,null,null,null,null,null,{"$f":"IF(H147=\"電算室用\",$AQ$7,IF(AND(N147=\"\",P147=\"\"),\"\",VLOOKUP('11_パッケージ (新設)'!E147,'11_パッケージ (新設)'!$AL$3:$AM$10,2,FALSE)))","v":""},{"$f":"IF(H147=\"電算室用\",\"\",IF(AND(N147=\"\",P147=\"\"),\"\",VLOOKUP('11_パッケージ (新設)'!E147,$AL$3:$AN$10,3,FALSE)))","v":""},null,null,"","","",null,"",null,0,0,"","","","",{"$f":"IFERROR(IF(AND(N147=\"\",P147=\"\"),\"\",IF(M147=\"電気\",(J147*AB147+K147*AC147)*L147/P147,IF(M147=\"都市ガス\",(J147*AB147+K147*AC147)*L147/P147*3.6/'2_メイン'!$AA$20,IF(M147=\"LPG\",(J147*AB147+K147*AC147)*L147/P147*3.6/'2_メイン'!$AC$20)))),0)","v":""},{"$f":"IF(AND(N147=\"\",P147=\"\"),\"\",IF(M147=\"電気\",(J147*AB147+K147*AC147)*L147/IF(N147=\"\",P147,N147),IF(M147=\"都市ガス\",(J147*AB147+K147*AC147)*L147/IF(N147=\"\",P147,N147)*3.6/'2_メイン'!$AA$20,IF(M147=\"LPG\",(J147*AB147+K147*AC147)*L147/IF(N147=\"\",P147,N147)*3.6/'2_メイン'!$AC$20))))","v":""},{"$f":"IFERROR(IF(M147=\"電気\",1-$AZ$4/(N147*3.6/'2_メイン'!$Z$20),1-$BB$4/N147),0)","v":0},{"$f":"IFERROR(IF(M147=\"電気\",1-$AX$7/(P147*3.6/'2_メイン'!$Z$20),1-$AX$7/P147),0)","v":0},"",{"$f":"IFERROR(IF(M147=\"電気\",1-$AZ$5/(P147*3.6/'2_メイン'!$Z$20),1-$BB$5/P147),0)","v":0},0]
[null,134,null,null,null,null,null,null,null,null,null,null,null,null,null,null,null,{"$f":"IF(H148=\"電算室用\",$AQ$7,IF(AND(N148=\"\",P148=\"\"),\"\",VLOOKUP('11_パッケージ (新設)'!E148,'11_パッケージ (新設)'!$AL$3:$AM$10,2,FALSE)))","v":""},{"$f":"IF(H148=\"電算室用\",\"\",IF(AND(N148=\"\",P148=\"\"),\"\",VLOOKUP('11_パッケージ (新設)'!E148,$AL$3:$AN$10,3,FALSE)))","v":""},null,null,"","","",null,"",null,0,0,"","","","",{"$f":"IFERROR(IF(AND(N148=\"\",P148=\"\"),\"\",IF(M148=\"電気\",(J148*AB148+K148*AC148)*L148/P148,IF(M148=\"都市ガス\",(J148*AB148+K148*AC148)*L148/P148*3.6/'2_メイン'!$AA$20,IF(M148=\"LPG\",(J148*AB148+K148*AC148)*L148/P148*3.6/'2_メイン'!$AC$20)))),0)","v":""},{"$f":"IF(AND(N148=\"\",P148=\"\"),\"\",IF(M148=\"電気\",(J148*AB148+K148*AC148)*L148/IF(N148=\"\",P148,N148),IF(M148=\"都市ガス\",(J148*AB148+K148*AC148)*L148/IF(N148=\"\",P148,N148)*3.6/'2_メイン'!$AA$20,IF(M148=\"LPG\",(J148*AB148+K148*AC148)*L148/IF(N148=\"\",P148,N148)*3.6/'2_メイン'!$AC$20))))","v":""},{"$f":"IFERROR(IF(M148=\"電気\",1-$AZ$4/(N148*3.6/'2_メイン'!$Z$20),1-$BB$4/N148),0)","v":0},{"$f":"IFERROR(IF(M148=\"電気\",1-$AX$7/(P148*3.6/'2_メイン'!$Z$20),1-$AX$7/P148),0)","v":0},"",{"$f":"IFERROR(IF(M148=\"電気\",1-$AZ$5/(P148*3.6/'2_メイン'!$Z$20),1-$BB$5/P148),0)","v":0},0]
[null,135,null,null,null,null,null,null,null,null,null,null,null,null,null,null,null,{"$f":"IF(H149=\"電算室用\",$AQ$7,IF(AND(N149=\"\",P149=\"\"),\"\",VLOOKUP('11_パッケージ (新設)'!E149,'11_パッケージ (新設)'!$AL$3:$AM$10,2,FALSE)))","v":""},{"$f":"IF(H149=\"電算室用\",\"\",IF(AND(N149=\"\",P149=\"\"),\"\",VLOOKUP('11_パッケージ (新設)'!E149,$AL$3:$AN$10,3,FALSE)))","v":""},null,null,"","","",null,"",null,0,0,"","","","",{"$f":"IFERROR(IF(AND(N149=\"\",P149=\"\"),\"\",IF(M149=\"電気\",(J149*AB149+K149*AC149)*L149/P149,IF(M149=\"都市ガス\",(J149*AB149+K149*AC149)*L149/P149*3.6/'2_メイン'!$AA$20,IF(M149=\"LPG\",(J149*AB149+K149*AC149)*L149/P149*3.6/'2_メイン'!$AC$20)))),0)","v":""},{"$f":"IF(AND(N149=\"\",P149=\"\"),\"\",IF(M149=\"電気\",(J149*AB149+K149*AC149)*L149/IF(N149=\"\",P149,N149),IF(M149=\"都市ガス\",(J149*AB149+K149*AC149)*L149/IF(N149=\"\",P149,N149)*3.6/'2_メイン'!$AA$20,IF(M149=\"LPG\",(J149*AB149+K149*AC149)*L149/IF(N149=\"\",P149,N149)*3.6/'2_メイン'!$AC$20))))","v":""},{"$f":"IFERROR(IF(M149=\"電気\",1-$AZ$4/(N149*3.6/'2_メイン'!$Z$20),1-$BB$4/N149),0)","v":0},{"$f":"IFERROR(IF(M149=\"電気\",1-$AX$7/(P149*3.6/'2_メイン'!$Z$20),1-$AX$7/P149),0)","v":0},"",{"$f":"IFERROR(IF(M149=\"電気\",1-$AZ$5/(P149*3.6/'2_メイン'!$Z$20),1-$BB$5/P149),0)","v":0},0]
[null,136,null,null,null,null,null,null,null,null,null,null,null,null,null,null,null,{"$f":"IF(H150=\"電算室用\",$AQ$7,IF(AND(N150=\"\",P150=\"\"),\"\",VLOOKUP('11_パッケージ (新設)'!E150,'11_パッケージ (新設)'!$AL$3:$AM$10,2,FALSE)))","v":""},{"$f":"IF(H150=\"電算室用\",\"\",IF(AND(N150=\"\",P150=\"\"),\"\",VLOOKUP('11_パッケージ (新設)'!E150,$AL$3:$AN$10,3,FALSE)))","v":""},null,null,"","","",null,"",null,0,0,"","","","",{"$f":"IFERROR(IF(AND(N150=\"\",P150=\"\"),\"\",IF(M150=\"電気\",(J150*AB150+K150*AC150)*L150/P150,IF(M150=\"都市ガス\",(J150*AB150+K150*AC150)*L150/P150*3.6/'2_メイン'!$AA$20,IF(M150=\"LPG\",(J150*AB150+K150*AC150)*L150/P150*3.6/'2_メイン'!$AC$20)))),0)","v":""},{"$f":"IF(AND(N150=\"\",P150=\"\"),\"\",IF(M150=\"電気\",(J150*AB150+K150*AC150)*L150/IF(N150=\"\",P150,N150),IF(M150=\"都市ガス\",(J150*AB150+K150*AC150)*L150/IF(N150=\"\",P150,N150)*3.6/'2_メイン'!$AA$20,IF(M150=\"LPG\",(J150*AB150+K150*AC150)*L150/IF(N150=\"\",P150,N150)*3.6/'2_メイン'!$AC$20))))","v":""},{"$f":"IFERROR(IF(M150=\"電気\",1-$AZ$4/(N150*3.6/'2_メイン'!$Z$20),1-$BB$4/N150),0)","v":0},{"$f":"IFERROR(IF(M150=\"電気\",1-$AX$7/(P150*3.6/'2_メイン'!$Z$20),1-$AX$7/P150),0)","v":0},"",{"$f":"IFERROR(IF(M150=\"電気\",1-$AZ$5/(P150*3.6/'2_メイン'!$Z$20),1-$BB$5/P150),0)","v":0},0]
[null,137,null,null,null,null,null,null,null,null,null,null,null,null,null,null,null,{"$f":"IF(H151=\"電算室用\",$AQ$7,IF(AND(N151=\"\",P151=\"\"),\"\",VLOOKUP('11_パッケージ (新設)'!E151,'11_パッケージ (新設)'!$AL$3:$AM$10,2,FALSE)))","v":""},{"$f":"IF(H151=\"電算室用\",\"\",IF(AND(N151=\"\",P151=\"\"),\"\",VLOOKUP('11_パッケージ (新設)'!E151,$AL$3:$AN$10,3,FALSE)))","v":""},null,null,"","","",null,"",null,0,0,"","","","",{"$f":"IFERROR(IF(AND(N151=\"\",P151=\"\"),\"\",IF(M151=\"電気\",(J151*AB151+K151*AC151)*L151/P151,IF(M151=\"都市ガス\",(J151*AB151+K151*AC151)*L151/P151*3.6/'2_メイン'!$AA$20,IF(M151=\"LPG\",(J151*AB151+K151*AC151)*L151/P151*3.6/'2_メイン'!$AC$20)))),0)","v":""},{"$f":"IF(AND(N151=\"\",P151=\"\"),\"\",IF(M151=\"電気\",(J151*AB151+K151*AC151)*L151/IF(N151=\"\",P151,N151),IF(M151=\"都市ガス\",(J151*AB151+K151*AC151)*L151/IF(N151=\"\",P151,N151)*3.6/'2_メイン'!$AA$20,IF(M151=\"LPG\",(J151*AB151+K151*AC151)*L151/IF(N151=\"\",P151,N151)*3.6/'2_メイン'!$AC$20))))","v":""},{"$f":"IFERROR(IF(M151=\"電気\",1-$AZ$4/(N151*3.6/'2_メイン'!$Z$20),1-$BB$4/N151),0)","v":0},{"$f":"IFERROR(IF(M151=\"電気\",1-$AX$7/(P151*3.6/'2_メイン'!$Z$20),1-$AX$7/P151),0)","v":0},"",{"$f":"IFERROR(IF(M151=\"電気\",1-$AZ$5/(P151*3.6/'2_メイン'!$Z$20),1-$BB$5/P151),0)","v":0},0]
[null,138,null,null,null,null,null,null,null,null,null,null,null,null,null,null,null,{"$f":"IF(H152=\"電算室用\",$AQ$7,IF(AND(N152=\"\",P152=\"\"),\"\",VLOOKUP('11_パッケージ (新設)'!E152,'11_パッケージ (新設)'!$AL$3:$AM$10,2,FALSE)))","v":""},{"$f":"IF(H152=\"電算室用\",\"\",IF(AND(N152=\"\",P152=\"\"),\"\",VLOOKUP('11_パッケージ (新設)'!E152,$AL$3:$AN$10,3,FALSE)))","v":""},null,null,"","","",null,"",null,0,0,"","","","",{"$f":"IFERROR(IF(AND(N152=\"\",P152=\"\"),\"\",IF(M152=\"電気\",(J152*AB152+K152*AC152)*L152/P152,IF(M152=\"都市ガス\",(J152*AB152+K152*AC152)*L152/P152*3.6/'2_メイン'!$AA$20,IF(M152=\"LPG\",(J152*AB152+K152*AC152)*L152/P152*3.6/'2_メイン'!$AC$20)))),0)","v":""},{"$f":"IF(AND(N152=\"\",P152=\"\"),\"\",IF(M152=\"電気\",(J152*AB152+K152*AC152)*L152/IF(N152=\"\",P152,N152),IF(M152=\"都市ガス\",(J152*AB152+K152*AC152)*L152/IF(N152=\"\",P152,N152)*3.6/'2_メイン'!$AA$20,IF(M152=\"LPG\",(J152*AB152+K152*AC152)*L152/IF(N152=\"\",P152,N152)*3.6/'2_メイン'!$AC$20))))","v":""},{"$f":"IFERROR(IF(M152=\"電気\",1-$AZ$4/(N152*3.6/'2_メイン'!$Z$20),1-$BB$4/N152),0)","v":0},{"$f":"IFERROR(IF(M152=\"電気\",1-$AX$7/(P152*3.6/'2_メイン'!$Z$20),1-$AX$7/P152),0)","v":0},"",{"$f":"IFERROR(IF(M152=\"電気\",1-$AZ$5/(P152*3.6/'2_メイン'!$Z$20),1-$BB$5/P152),0)","v":0},0]
[null,139,null,null,null,null,null,null,null,null,null,null,null,null,null,null,null,{"$f":"IF(H153=\"電算室用\",$AQ$7,IF(AND(N153=\"\",P153=\"\"),\"\",VLOOKUP('11_パッケージ (新設)'!E153,'11_パッケージ (新設)'!$AL$3:$AM$10,2,FALSE)))","v":""},{"$f":"IF(H153=\"電算室用\",\"\",IF(AND(N153=\"\",P153=\"\"),\"\",VLOOKUP('11_パッケージ (新設)'!E153,$AL$3:$AN$10,3,FALSE)))","v":""},null,null,"","","",null,"",null,0,0,"","","","",{"$f":"IFERROR(IF(AND(N153=\"\",P153=\"\"),\"\",IF(M153=\"電気\",(J153*AB153+K153*AC153)*L153/P153,IF(M153=\"都市ガス\",(J153*AB153+K153*AC153)*L153/P153*3.6/'2_メイン'!$AA$20,IF(M153=\"LPG\",(J153*AB153+K153*AC153)*L153/P153*3.6/'2_メイン'!$AC$20)))),0)","v":""},{"$f":"IF(AND(N153=\"\",P153=\"\"),\"\",IF(M153=\"電気\",(J153*AB153+K153*AC153)*L153/IF(N153=\"\",P153,N153),IF(M153=\"都市ガス\",(J153*AB153+K153*AC153)*L153/IF(N153=\"\",P153,N153)*3.6/'2_メイン'!$AA$20,IF(M153=\"LPG\",(J153*AB153+K153*AC153)*L153/IF(N153=\"\",P153,N153)*3.6/'2_メイン'!$AC$20))))","v":""},{"$f":"IFERROR(IF(M153=\"電気\",1-$AZ$4/(N153*3.6/'2_メイン'!$Z$20),1-$BB$4/N153),0)","v":0},{"$f":"IFERROR(IF(M153=\"電気\",1-$AX$7/(P153*3.6/'2_メイン'!$Z$20),1-$AX$7/P153),0)","v":0},"",{"$f":"IFERROR(IF(M153=\"電気\",1-$AZ$5/(P153*3.6/'2_メイン'!$Z$20),1-$BB$5/P153),0)","v":0},0]
[null,140,null,null,null,null,null,null,null,null,null,null,null,null,null,null,null,{"$f":"IF(H154=\"電算室用\",$AQ$7,IF(AND(N154=\"\",P154=\"\"),\"\",VLOOKUP('11_パッケージ (新設)'!E154,'11_パッケージ (新設)'!$AL$3:$AM$10,2,FALSE)))","v":""},{"$f":"IF(H154=\"電算室用\",\"\",IF(AND(N154=\"\",P154=\"\"),\"\",VLOOKUP('11_パッケージ (新設)'!E154,$AL$3:$AN$10,3,FALSE)))","v":""},null,null,"","","",null,"",null,0,0,"","","","",{"$f":"IFERROR(IF(AND(N154=\"\",P154=\"\"),\"\",IF(M154=\"電気\",(J154*AB154+K154*AC154)*L154/P154,IF(M154=\"都市ガス\",(J154*AB154+K154*AC154)*L154/P154*3.6/'2_メイン'!$AA$20,IF(M154=\"LPG\",(J154*AB154+K154*AC154)*L154/P154*3.6/'2_メイン'!$AC$20)))),0)","v":""},{"$f":"IF(AND(N154=\"\",P154=\"\"),\"\",IF(M154=\"電気\",(J154*AB154+K154*AC154)*L154/IF(N154=\"\",P154,N154),IF(M154=\"都市ガス\",(J154*AB154+K154*AC154)*L154/IF(N154=\"\",P154,N154)*3.6/'2_メイン'!$AA$20,IF(M154=\"LPG\",(J154*AB154+K154*AC154)*L154/IF(N154=\"\",P154,N154)*3.6/'2_メイン'!$AC$20))))","v":""},{"$f":"IFERROR(IF(M154=\"電気\",1-$AZ$4/(N154*3.6/'2_メイン'!$Z$20),1-$BB$4/N154),0)","v":0},{"$f":"IFERROR(IF(M154=\"電気\",1-$AX$7/(P154*3.6/'2_メイン'!$Z$20),1-$AX$7/P154),0)","v":0},"",{"$f":"IFERROR(IF(M154=\"電気\",1-$AZ$5/(P154*3.6/'2_メイン'!$Z$20),1-$BB$5/P154),0)","v":0},0]
[null,141,null,null,null,null,null,null,null,null,null,null,null,null,null,null,null,{"$f":"IF(H155=\"電算室用\",$AQ$7,IF(AND(N155=\"\",P155=\"\"),\"\",VLOOKUP('11_パッケージ (新設)'!E155,'11_パッケージ (新設)'!$AL$3:$AM$10,2,FALSE)))","v":""},{"$f":"IF(H155=\"電算室用\",\"\",IF(AND(N155=\"\",P155=\"\"),\"\",VLOOKUP('11_パッケージ (新設)'!E155,$AL$3:$AN$10,3,FALSE)))","v":""},null,null,"","","",null,"",null,0,0,"","","","",{"$f":"IFERROR(IF(AND(N155=\"\",P155=\"\"),\"\",IF(M155=\"電気\",(J155*AB155+K155*AC155)*L155/P155,IF(M155=\"都市ガス\",(J155*AB155+K155*AC155)*L155/P155*3.6/'2_メイン'!$AA$20,IF(M155=\"LPG\",(J155*AB155+K155*AC155)*L155/P155*3.6/'2_メイン'!$AC$20)))),0)","v":""},{"$f":"IF(AND(N155=\"\",P155=\"\"),\"\",IF(M155=\"電気\",(J155*AB155+K155*AC155)*L155/IF(N155=\"\",P155,N155),IF(M155=\"都市ガス\",(J155*AB155+K155*AC155)*L155/IF(N155=\"\",P155,N155)*3.6/'2_メイン'!$AA$20,IF(M155=\"LPG\",(J155*AB155+K155*AC155)*L155/IF(N155=\"\",P155,N155)*3.6/'2_メイン'!$AC$20))))","v":""},{"$f":"IFERROR(IF(M155=\"電気\",1-$AZ$4/(N155*3.6/'2_メイン'!$Z$20),1-$BB$4/N155),0)","v":0},{"$f":"IFERROR(IF(M155=\"電気\",1-$AX$7/(P155*3.6/'2_メイン'!$Z$20),1-$AX$7/P155),0)","v":0},"",{"$f":"IFERROR(IF(M155=\"電気\",1-$AZ$5/(P155*3.6/'2_メイン'!$Z$20),1-$BB$5/P155),0)","v":0},0]
[null,142,null,null,null,null,null,null,null,null,null,null,null,null,null,null,null,{"$f":"IF(H156=\"電算室用\",$AQ$7,IF(AND(N156=\"\",P156=\"\"),\"\",VLOOKUP('11_パッケージ (新設)'!E156,'11_パッケージ (新設)'!$AL$3:$AM$10,2,FALSE)))","v":""},{"$f":"IF(H156=\"電算室用\",\"\",IF(AND(N156=\"\",P156=\"\"),\"\",VLOOKUP('11_パッケージ (新設)'!E156,$AL$3:$AN$10,3,FALSE)))","v":""},null,null,"","","",null,"",null,0,0,"","","","",{"$f":"IFERROR(IF(AND(N156=\"\",P156=\"\"),\"\",IF(M156=\"電気\",(J156*AB156+K156*AC156)*L156/P156,IF(M156=\"都市ガス\",(J156*AB156+K156*AC156)*L156/P156*3.6/'2_メイン'!$AA$20,IF(M156=\"LPG\",(J156*AB156+K156*AC156)*L156/P156*3.6/'2_メイン'!$AC$20)))),0)","v":""},{"$f":"IF(AND(N156=\"\",P156=\"\"),\"\",IF(M156=\"電気\",(J156*AB156+K156*AC156)*L156/IF(N156=\"\",P156,N156),IF(M156=\"都市ガス\",(J156*AB156+K156*AC156)*L156/IF(N156=\"\",P156,N156)*3.6/'2_メイン'!$AA$20,IF(M156=\"LPG\",(J156*AB156+K156*AC156)*L156/IF(N156=\"\",P156,N156)*3.6/'2_メイン'!$AC$20))))","v":""},{"$f":"IFERROR(IF(M156=\"電気\",1-$AZ$4/(N156*3.6/'2_メイン'!$Z$20),1-$BB$4/N156),0)","v":0},{"$f":"IFERROR(IF(M156=\"電気\",1-$AX$7/(P156*3.6/'2_メイン'!$Z$20),1-$AX$7/P156),0)","v":0},"",{"$f":"IFERROR(IF(M156=\"電気\",1-$AZ$5/(P156*3.6/'2_メイン'!$Z$20),1-$BB$5/P156),0)","v":0},0]
[null,143,null,null,null,null,null,null,null,null,null,null,null,null,null,null,null,{"$f":"IF(H157=\"電算室用\",$AQ$7,IF(AND(N157=\"\",P157=\"\"),\"\",VLOOKUP('11_パッケージ (新設)'!E157,'11_パッケージ (新設)'!$AL$3:$AM$10,2,FALSE)))","v":""},{"$f":"IF(H157=\"電算室用\",\"\",IF(AND(N157=\"\",P157=\"\"),\"\",VLOOKUP('11_パッケージ (新設)'!E157,$AL$3:$AN$10,3,FALSE)))","v":""},null,null,"","","",null,"",null,0,0,"","","","",{"$f":"IFERROR(IF(AND(N157=\"\",P157=\"\"),\"\",IF(M157=\"電気\",(J157*AB157+K157*AC157)*L157/P157,IF(M157=\"都市ガス\",(J157*AB157+K157*AC157)*L157/P157*3.6/'2_メイン'!$AA$20,IF(M157=\"LPG\",(J157*AB157+K157*AC157)*L157/P157*3.6/'2_メイン'!$AC$20)))),0)","v":""},{"$f":"IF(AND(N157=\"\",P157=\"\"),\"\",IF(M157=\"電気\",(J157*AB157+K157*AC157)*L157/IF(N157=\"\",P157,N157),IF(M157=\"都市ガス\",(J157*AB157+K157*AC157)*L157/IF(N157=\"\",P157,N157)*3.6/'2_メイン'!$AA$20,IF(M157=\"LPG\",(J157*AB157+K157*AC157)*L157/IF(N157=\"\",P157,N157)*3.6/'2_メイン'!$AC$20))))","v":""},{"$f":"IFERROR(IF(M157=\"電気\",1-$AZ$4/(N157*3.6/'2_メイン'!$Z$20),1-$BB$4/N157),0)","v":0},{"$f":"IFERROR(IF(M157=\"電気\",1-$AX$7/(P157*3.6/'2_メイン'!$Z$20),1-$AX$7/P157),0)","v":0},"",{"$f":"IFERROR(IF(M157=\"電気\",1-$AZ$5/(P157*3.6/'2_メイン'!$Z$20),1-$BB$5/P157),0)","v":0},0]
[null,144,null,null,null,null,null,null,null,null,null,null,null,null,null,null,null,{"$f":"IF(H158=\"電算室用\",$AQ$7,IF(AND(N158=\"\",P158=\"\"),\"\",VLOOKUP('11_パッケージ (新設)'!E158,'11_パッケージ (新設)'!$AL$3:$AM$10,2,FALSE)))","v":""},{"$f":"IF(H158=\"電算室用\",\"\",IF(AND(N158=\"\",P158=\"\"),\"\",VLOOKUP('11_パッケージ (新設)'!E158,$AL$3:$AN$10,3,FALSE)))","v":""},null,null,"","","",null,"",null,0,0,"","","","",{"$f":"IFERROR(IF(AND(N158=\"\",P158=\"\"),\"\",IF(M158=\"電気\",(J158*AB158+K158*AC158)*L158/P158,IF(M158=\"都市ガス\",(J158*AB158+K158*AC158)*L158/P158*3.6/'2_メイン'!$AA$20,IF(M158=\"LPG\",(J158*AB158+K158*AC158)*L158/P158*3.6/'2_メイン'!$AC$20)))),0)","v":""},{"$f":"IF(AND(N158=\"\",P158=\"\"),\"\",IF(M158=\"電気\",(J158*AB158+K158*AC158)*L158/IF(N158=\"\",P158,N158),IF(M158=\"都市ガス\",(J158*AB158+K158*AC158)*L158/IF(N158=\"\",P158,N158)*3.6/'2_メイン'!$AA$20,IF(M158=\"LPG\",(J158*AB158+K158*AC158)*L158/IF(N158=\"\",P158,N158)*3.6/'2_メイン'!$AC$20))))","v":""},{"$f":"IFERROR(IF(M158=\"電気\",1-$AZ$4/(N158*3.6/'2_メイン'!$Z$20),1-$BB$4/N158),0)","v":0},{"$f":"IFERROR(IF(M158=\"電気\",1-$AX$7/(P158*3.6/'2_メイン'!$Z$20),1-$AX$7/P158),0)","v":0},"",{"$f":"IFERROR(IF(M158=\"電気\",1-$AZ$5/(P158*3.6/'2_メイン'!$Z$20),1-$BB$5/P158),0)","v":0},0]
[null,145,null,null,null,null,null,null,null,null,null,null,null,null,null,null,null,{"$f":"IF(H159=\"電算室用\",$AQ$7,IF(AND(N159=\"\",P159=\"\"),\"\",VLOOKUP('11_パッケージ (新設)'!E159,'11_パッケージ (新設)'!$AL$3:$AM$10,2,FALSE)))","v":""},{"$f":"IF(H159=\"電算室用\",\"\",IF(AND(N159=\"\",P159=\"\"),\"\",VLOOKUP('11_パッケージ (新設)'!E159,$AL$3:$AN$10,3,FALSE)))","v":""},null,null,"","","",null,"",null,0,0,"","","","",{"$f":"IFERROR(IF(AND(N159=\"\",P159=\"\"),\"\",IF(M159=\"電気\",(J159*AB159+K159*AC159)*L159/P159,IF(M159=\"都市ガス\",(J159*AB159+K159*AC159)*L159/P159*3.6/'2_メイン'!$AA$20,IF(M159=\"LPG\",(J159*AB159+K159*AC159)*L159/P159*3.6/'2_メイン'!$AC$20)))),0)","v":""},{"$f":"IF(AND(N159=\"\",P159=\"\"),\"\",IF(M159=\"電気\",(J159*AB159+K159*AC159)*L159/IF(N159=\"\",P159,N159),IF(M159=\"都市ガス\",(J159*AB159+K159*AC159)*L159/IF(N159=\"\",P159,N159)*3.6/'2_メイン'!$AA$20,IF(M159=\"LPG\",(J159*AB159+K159*AC159)*L159/IF(N159=\"\",P159,N159)*3.6/'2_メイン'!$AC$20))))","v":""},{"$f":"IFERROR(IF(M159=\"電気\",1-$AZ$4/(N159*3.6/'2_メイン'!$Z$20),1-$BB$4/N159),0)","v":0},{"$f":"IFERROR(IF(M159=\"電気\",1-$AX$7/(P159*3.6/'2_メイン'!$Z$20),1-$AX$7/P159),0)","v":0},"",{"$f":"IFERROR(IF(M159=\"電気\",1-$AZ$5/(P159*3.6/'2_メイン'!$Z$20),1-$BB$5/P159),0)","v":0},0]
[null,146,null,null,null,null,null,null,null,null,null,null,null,null,null,null,null,{"$f":"IF(H160=\"電算室用\",$AQ$7,IF(AND(N160=\"\",P160=\"\"),\"\",VLOOKUP('11_パッケージ (新設)'!E160,'11_パッケージ (新設)'!$AL$3:$AM$10,2,FALSE)))","v":""},{"$f":"IF(H160=\"電算室用\",\"\",IF(AND(N160=\"\",P160=\"\"),\"\",VLOOKUP('11_パッケージ (新設)'!E160,$AL$3:$AN$10,3,FALSE)))","v":""},null,null,"","","",null,"",null,0,0,"","","","",{"$f":"IFERROR(IF(AND(N160=\"\",P160=\"\"),\"\",IF(M160=\"電気\",(J160*AB160+K160*AC160)*L160/P160,IF(M160=\"都市ガス\",(J160*AB160+K160*AC160)*L160/P160*3.6/'2_メイン'!$AA$20,IF(M160=\"LPG\",(J160*AB160+K160*AC160)*L160/P160*3.6/'2_メイン'!$AC$20)))),0)","v":""},{"$f":"IF(AND(N160=\"\",P160=\"\"),\"\",IF(M160=\"電気\",(J160*AB160+K160*AC160)*L160/IF(N160=\"\",P160,N160),IF(M160=\"都市ガス\",(J160*AB160+K160*AC160)*L160/IF(N160=\"\",P160,N160)*3.6/'2_メイン'!$AA$20,IF(M160=\"LPG\",(J160*AB160+K160*AC160)*L160/IF(N160=\"\",P160,N160)*3.6/'2_メイン'!$AC$20))))","v":""},{"$f":"IFERROR(IF(M160=\"電気\",1-$AZ$4/(N160*3.6/'2_メイン'!$Z$20),1-$BB$4/N160),0)","v":0},{"$f":"IFERROR(IF(M160=\"電気\",1-$AX$7/(P160*3.6/'2_メイン'!$Z$20),1-$AX$7/P160),0)","v":0},"",{"$f":"IFERROR(IF(M160=\"電気\",1-$AZ$5/(P160*3.6/'2_メイン'!$Z$20),1-$BB$5/P160),0)","v":0},0]
[null,147,null,null,null,null,null,null,null,null,null,null,null,null,null,null,null,{"$f":"IF(H161=\"電算室用\",$AQ$7,IF(AND(N161=\"\",P161=\"\"),\"\",VLOOKUP('11_パッケージ (新設)'!E161,'11_パッケージ (新設)'!$AL$3:$AM$10,2,FALSE)))","v":""},{"$f":"IF(H161=\"電算室用\",\"\",IF(AND(N161=\"\",P161=\"\"),\"\",VLOOKUP('11_パッケージ (新設)'!E161,$AL$3:$AN$10,3,FALSE)))","v":""},null,null,"","","",null,"",null,0,0,"","","","",{"$f":"IFERROR(IF(AND(N161=\"\",P161=\"\"),\"\",IF(M161=\"電気\",(J161*AB161+K161*AC161)*L161/P161,IF(M161=\"都市ガス\",(J161*AB161+K161*AC161)*L161/P161*3.6/'2_メイン'!$AA$20,IF(M161=\"LPG\",(J161*AB161+K161*AC161)*L161/P161*3.6/'2_メイン'!$AC$20)))),0)","v":""},{"$f":"IF(AND(N161=\"\",P161=\"\"),\"\",IF(M161=\"電気\",(J161*AB161+K161*AC161)*L161/IF(N161=\"\",P161,N161),IF(M161=\"都市ガス\",(J161*AB161+K161*AC161)*L161/IF(N161=\"\",P161,N161)*3.6/'2_メイン'!$AA$20,IF(M161=\"LPG\",(J161*AB161+K161*AC161)*L161/IF(N161=\"\",P161,N161)*3.6/'2_メイン'!$AC$20))))","v":""},{"$f":"IFERROR(IF(M161=\"電気\",1-$AZ$4/(N161*3.6/'2_メイン'!$Z$20),1-$BB$4/N161),0)","v":0},{"$f":"IFERROR(IF(M161=\"電気\",1-$AX$7/(P161*3.6/'2_メイン'!$Z$20),1-$AX$7/P161),0)","v":0},"",{"$f":"IFERROR(IF(M161=\"電気\",1-$AZ$5/(P161*3.6/'2_メイン'!$Z$20),1-$BB$5/P161),0)","v":0},0]
[null,148,null,null,null,null,null,null,null,null,null,null,null,null,null,null,null,{"$f":"IF(H162=\"電算室用\",$AQ$7,IF(AND(N162=\"\",P162=\"\"),\"\",VLOOKUP('11_パッケージ (新設)'!E162,'11_パッケージ (新設)'!$AL$3:$AM$10,2,FALSE)))","v":""},{"$f":"IF(H162=\"電算室用\",\"\",IF(AND(N162=\"\",P162=\"\"),\"\",VLOOKUP('11_パッケージ (新設)'!E162,$AL$3:$AN$10,3,FALSE)))","v":""},null,null,"","","",null,"",null,0,0,"","","","",{"$f":"IFERROR(IF(AND(N162=\"\",P162=\"\"),\"\",IF(M162=\"電気\",(J162*AB162+K162*AC162)*L162/P162,IF(M162=\"都市ガス\",(J162*AB162+K162*AC162)*L162/P162*3.6/'2_メイン'!$AA$20,IF(M162=\"LPG\",(J162*AB162+K162*AC162)*L162/P162*3.6/'2_メイン'!$AC$20)))),0)","v":""},{"$f":"IF(AND(N162=\"\",P162=\"\"),\"\",IF(M162=\"電気\",(J162*AB162+K162*AC162)*L162/IF(N162=\"\",P162,N162),IF(M162=\"都市ガス\",(J162*AB162+K162*AC162)*L162/IF(N162=\"\",P162,N162)*3.6/'2_メイン'!$AA$20,IF(M162=\"LPG\",(J162*AB162+K162*AC162)*L162/IF(N162=\"\",P162,N162)*3.6/'2_メイン'!$AC$20))))","v":""},{"$f":"IFERROR(IF(M162=\"電気\",1-$AZ$4/(N162*3.6/'2_メイン'!$Z$20),1-$BB$4/N162),0)","v":0},{"$f":"IFERROR(IF(M162=\"電気\",1-$AX$7/(P162*3.6/'2_メイン'!$Z$20),1-$AX$7/P162),0)","v":0},"",{"$f":"IFERROR(IF(M162=\"電気\",1-$AZ$5/(P162*3.6/'2_メイン'!$Z$20),1-$BB$5/P162),0)","v":0},0]
[null,149,null,null,null,null,null,null,null,null,null,null,null,null,null,null,null,{"$f":"IF(H163=\"電算室用\",$AQ$7,IF(AND(N163=\"\",P163=\"\"),\"\",VLOOKUP('11_パッケージ (新設)'!E163,'11_パッケージ (新設)'!$AL$3:$AM$10,2,FALSE)))","v":""},{"$f":"IF(H163=\"電算室用\",\"\",IF(AND(N163=\"\",P163=\"\"),\"\",VLOOKUP('11_パッケージ (新設)'!E163,$AL$3:$AN$10,3,FALSE)))","v":""},null,null,"","","",null,"",null,0,0,"","","","",{"$f":"IFERROR(IF(AND(N163=\"\",P163=\"\"),\"\",IF(M163=\"電気\",(J163*AB163+K163*AC163)*L163/P163,IF(M163=\"都市ガス\",(J163*AB163+K163*AC163)*L163/P163*3.6/'2_メイン'!$AA$20,IF(M163=\"LPG\",(J163*AB163+K163*AC163)*L163/P163*3.6/'2_メイン'!$AC$20)))),0)","v":""},{"$f":"IF(AND(N163=\"\",P163=\"\"),\"\",IF(M163=\"電気\",(J163*AB163+K163*AC163)*L163/IF(N163=\"\",P163,N163),IF(M163=\"都市ガス\",(J163*AB163+K163*AC163)*L163/IF(N163=\"\",P163,N163)*3.6/'2_メイン'!$AA$20,IF(M163=\"LPG\",(J163*AB163+K163*AC163)*L163/IF(N163=\"\",P163,N163)*3.6/'2_メイン'!$AC$20))))","v":""},{"$f":"IFERROR(IF(M163=\"電気\",1-$AZ$4/(N163*3.6/'2_メイン'!$Z$20),1-$BB$4/N163),0)","v":0},{"$f":"IFERROR(IF(M163=\"電気\",1-$AX$7/(P163*3.6/'2_メイン'!$Z$20),1-$AX$7/P163),0)","v":0},"",{"$f":"IFERROR(IF(M163=\"電気\",1-$AZ$5/(P163*3.6/'2_メイン'!$Z$20),1-$BB$5/P163),0)","v":0},0]
[null,150,null,null,null,null,null,null,null,null,null,null,null,null,null,null,null,{"$f":"IF(H164=\"電算室用\",$AQ$7,IF(AND(N164=\"\",P164=\"\"),\"\",VLOOKUP('11_パッケージ (新設)'!E164,'11_パッケージ (新設)'!$AL$3:$AM$10,2,FALSE)))","v":""},{"$f":"IF(H164=\"電算室用\",\"\",IF(AND(N164=\"\",P164=\"\"),\"\",VLOOKUP('11_パッケージ (新設)'!E164,$AL$3:$AN$10,3,FALSE)))","v":""},null,null,"","","",null,"",null,0,0,"","","","",{"$f":"IFERROR(IF(AND(N164=\"\",P164=\"\"),\"\",IF(M164=\"電気\",(J164*AB164+K164*AC164)*L164/P164,IF(M164=\"都市ガス\",(J164*AB164+K164*AC164)*L164/P164*3.6/'2_メイン'!$AA$20,IF(M164=\"LPG\",(J164*AB164+K164*AC164)*L164/P164*3.6/'2_メイン'!$AC$20)))),0)","v":""},{"$f":"IF(AND(N164=\"\",P164=\"\"),\"\",IF(M164=\"電気\",(J164*AB164+K164*AC164)*L164/IF(N164=\"\",P164,N164),IF(M164=\"都市ガス\",(J164*AB164+K164*AC164)*L164/IF(N164=\"\",P164,N164)*3.6/'2_メイン'!$AA$20,IF(M164=\"LPG\",(J164*AB164+K164*AC164)*L164/IF(N164=\"\",P164,N164)*3.6/'2_メイン'!$AC$20))))","v":""},{"$f":"IFERROR(IF(M164=\"電気\",1-$AZ$4/(N164*3.6/'2_メイン'!$Z$20),1-$BB$4/N164),0)","v":0},{"$f":"IFERROR(IF(M164=\"電気\",1-$AX$7/(P164*3.6/'2_メイン'!$Z$20),1-$AX$7/P164),0)","v":0},"",{"$f":"IFERROR(IF(M164=\"電気\",1-$AZ$5/(P164*3.6/'2_メイン'!$Z$20),1-$BB$5/P164),0)","v":0},0]
[null,151,null,null,null,null,null,null,null,null,null,null,null,null,null,null,null,{"$f":"IF(H165=\"電算室用\",$AQ$7,IF(AND(N165=\"\",P165=\"\"),\"\",VLOOKUP('11_パッケージ (新設)'!E165,'11_パッケージ (新設)'!$AL$3:$AM$10,2,FALSE)))","v":""},{"$f":"IF(H165=\"電算室用\",\"\",IF(AND(N165=\"\",P165=\"\"),\"\",VLOOKUP('11_パッケージ (新設)'!E165,$AL$3:$AN$10,3,FALSE)))","v":""},null,null,"","","",null,"",null,0,0,"","","","",{"$f":"IFERROR(IF(AND(N165=\"\",P165=\"\"),\"\",IF(M165=\"電気\",(J165*AB165+K165*AC165)*L165/P165,IF(M165=\"都市ガス\",(J165*AB165+K165*AC165)*L165/P165*3.6/'2_メイン'!$AA$20,IF(M165=\"LPG\",(J165*AB165+K165*AC165)*L165/P165*3.6/'2_メイン'!$AC$20)))),0)","v":""},{"$f":"IF(AND(N165=\"\",P165=\"\"),\"\",IF(M165=\"電気\",(J165*AB165+K165*AC165)*L165/IF(N165=\"\",P165,N165),IF(M165=\"都市ガス\",(J165*AB165+K165*AC165)*L165/IF(N165=\"\",P165,N165)*3.6/'2_メイン'!$AA$20,IF(M165=\"LPG\",(J165*AB165+K165*AC165)*L165/IF(N165=\"\",P165,N165)*3.6/'2_メイン'!$AC$20))))","v":""},{"$f":"IFERROR(IF(M165=\"電気\",1-$AZ$4/(N165*3.6/'2_メイン'!$Z$20),1-$BB$4/N165),0)","v":0},{"$f":"IFERROR(IF(M165=\"電気\",1-$AX$7/(P165*3.6/'2_メイン'!$Z$20),1-$AX$7/P165),0)","v":0},"",{"$f":"IFERROR(IF(M165=\"電気\",1-$AZ$5/(P165*3.6/'2_メイン'!$Z$20),1-$BB$5/P165),0)","v":0},0]
[null,152,null,null,null,null,null,null,null,null,null,null,null,null,null,null,null,{"$f":"IF(H166=\"電算室用\",$AQ$7,IF(AND(N166=\"\",P166=\"\"),\"\",VLOOKUP('11_パッケージ (新設)'!E166,'11_パッケージ (新設)'!$AL$3:$AM$10,2,FALSE)))","v":""},{"$f":"IF(H166=\"電算室用\",\"\",IF(AND(N166=\"\",P166=\"\"),\"\",VLOOKUP('11_パッケージ (新設)'!E166,$AL$3:$AN$10,3,FALSE)))","v":""},null,null,"","","",null,"",null,0,0,"","","","",{"$f":"IFERROR(IF(AND(N166=\"\",P166=\"\"),\"\",IF(M166=\"電気\",(J166*AB166+K166*AC166)*L166/P166,IF(M166=\"都市ガス\",(J166*AB166+K166*AC166)*L166/P166*3.6/'2_メイン'!$AA$20,IF(M166=\"LPG\",(J166*AB166+K166*AC166)*L166/P166*3.6/'2_メイン'!$AC$20)))),0)","v":""},{"$f":"IF(AND(N166=\"\",P166=\"\"),\"\",IF(M166=\"電気\",(J166*AB166+K166*AC166)*L166/IF(N166=\"\",P166,N166),IF(M166=\"都市ガス\",(J166*AB166+K166*AC166)*L166/IF(N166=\"\",P166,N166)*3.6/'2_メイン'!$AA$20,IF(M166=\"LPG\",(J166*AB166+K166*AC166)*L166/IF(N166=\"\",P166,N166)*3.6/'2_メイン'!$AC$20))))","v":""},{"$f":"IFERROR(IF(M166=\"電気\",1-$AZ$4/(N166*3.6/'2_メイン'!$Z$20),1-$BB$4/N166),0)","v":0},{"$f":"IFERROR(IF(M166=\"電気\",1-$AX$7/(P166*3.6/'2_メイン'!$Z$20),1-$AX$7/P166),0)","v":0},"",{"$f":"IFERROR(IF(M166=\"電気\",1-$AZ$5/(P166*3.6/'2_メイン'!$Z$20),1-$BB$5/P166),0)","v":0},0]
[null,153,null,null,null,null,null,null,null,null,null,null,null,null,null,null,null,{"$f":"IF(H167=\"電算室用\",$AQ$7,IF(AND(N167=\"\",P167=\"\"),\"\",VLOOKUP('11_パッケージ (新設)'!E167,'11_パッケージ (新設)'!$AL$3:$AM$10,2,FALSE)))","v":""},{"$f":"IF(H167=\"電算室用\",\"\",IF(AND(N167=\"\",P167=\"\"),\"\",VLOOKUP('11_パッケージ (新設)'!E167,$AL$3:$AN$10,3,FALSE)))","v":""},null,null,"","","",null,"",null,0,0,"","","","",{"$f":"IFERROR(IF(AND(N167=\"\",P167=\"\"),\"\",IF(M167=\"電気\",(J167*AB167+K167*AC167)*L167/P167,IF(M167=\"都市ガス\",(J167*AB167+K167*AC167)*L167/P167*3.6/'2_メイン'!$AA$20,IF(M167=\"LPG\",(J167*AB167+K167*AC167)*L167/P167*3.6/'2_メイン'!$AC$20)))),0)","v":""},{"$f":"IF(AND(N167=\"\",P167=\"\"),\"\",IF(M167=\"電気\",(J167*AB167+K167*AC167)*L167/IF(N167=\"\",P167,N167),IF(M167=\"都市ガス\",(J167*AB167+K167*AC167)*L167/IF(N167=\"\",P167,N167)*3.6/'2_メイン'!$AA$20,IF(M167=\"LPG\",(J167*AB167+K167*AC167)*L167/IF(N167=\"\",P167,N167)*3.6/'2_メイン'!$AC$20))))","v":""},{"$f":"IFERROR(IF(M167=\"電気\",1-$AZ$4/(N167*3.6/'2_メイン'!$Z$20),1-$BB$4/N167),0)","v":0},{"$f":"IFERROR(IF(M167=\"電気\",1-$AX$7/(P167*3.6/'2_メイン'!$Z$20),1-$AX$7/P167),0)","v":0},"",{"$f":"IFERROR(IF(M167=\"電気\",1-$AZ$5/(P167*3.6/'2_メイン'!$Z$20),1-$BB$5/P167),0)","v":0},0]
[null,154,null,null,null,null,null,null,null,null,null,null,null,null,null,null,null,{"$f":"IF(H168=\"電算室用\",$AQ$7,IF(AND(N168=\"\",P168=\"\"),\"\",VLOOKUP('11_パッケージ (新設)'!E168,'11_パッケージ (新設)'!$AL$3:$AM$10,2,FALSE)))","v":""},{"$f":"IF(H168=\"電算室用\",\"\",IF(AND(N168=\"\",P168=\"\"),\"\",VLOOKUP('11_パッケージ (新設)'!E168,$AL$3:$AN$10,3,FALSE)))","v":""},null,null,"","","",null,"",null,0,0,"","","","",{"$f":"IFERROR(IF(AND(N168=\"\",P168=\"\"),\"\",IF(M168=\"電気\",(J168*AB168+K168*AC168)*L168/P168,IF(M168=\"都市ガス\",(J168*AB168+K168*AC168)*L168/P168*3.6/'2_メイン'!$AA$20,IF(M168=\"LPG\",(J168*AB168+K168*AC168)*L168/P168*3.6/'2_メイン'!$AC$20)))),0)","v":""},{"$f":"IF(AND(N168=\"\",P168=\"\"),\"\",IF(M168=\"電気\",(J168*AB168+K168*AC168)*L168/IF(N168=\"\",P168,N168),IF(M168=\"都市ガス\",(J168*AB168+K168*AC168)*L168/IF(N168=\"\",P168,N168)*3.6/'2_メイン'!$AA$20,IF(M168=\"LPG\",(J168*AB168+K168*AC168)*L168/IF(N168=\"\",P168,N168)*3.6/'2_メイン'!$AC$20))))","v":""},{"$f":"IFERROR(IF(M168=\"電気\",1-$AZ$4/(N168*3.6/'2_メイン'!$Z$20),1-$BB$4/N168),0)","v":0},{"$f":"IFERROR(IF(M168=\"電気\",1-$AX$7/(P168*3.6/'2_メイン'!$Z$20),1-$AX$7/P168),0)","v":0},"",{"$f":"IFERROR(IF(M168=\"電気\",1-$AZ$5/(P168*3.6/'2_メイン'!$Z$20),1-$BB$5/P168),0)","v":0},0]
[null,155,null,null,null,null,null,null,null,null,null,null,null,null,null,null,null,{"$f":"IF(H169=\"電算室用\",$AQ$7,IF(AND(N169=\"\",P169=\"\"),\"\",VLOOKUP('11_パッケージ (新設)'!E169,'11_パッケージ (新設)'!$AL$3:$AM$10,2,FALSE)))","v":""},{"$f":"IF(H169=\"電算室用\",\"\",IF(AND(N169=\"\",P169=\"\"),\"\",VLOOKUP('11_パッケージ (新設)'!E169,$AL$3:$AN$10,3,FALSE)))","v":""},null,null,"","","",null,"",null,0,0,"","","","",{"$f":"IFERROR(IF(AND(N169=\"\",P169=\"\"),\"\",IF(M169=\"電気\",(J169*AB169+K169*AC169)*L169/P169,IF(M169=\"都市ガス\",(J169*AB169+K169*AC169)*L169/P169*3.6/'2_メイン'!$AA$20,IF(M169=\"LPG\",(J169*AB169+K169*AC169)*L169/P169*3.6/'2_メイン'!$AC$20)))),0)","v":""},{"$f":"IF(AND(N169=\"\",P169=\"\"),\"\",IF(M169=\"電気\",(J169*AB169+K169*AC169)*L169/IF(N169=\"\",P169,N169),IF(M169=\"都市ガス\",(J169*AB169+K169*AC169)*L169/IF(N169=\"\",P169,N169)*3.6/'2_メイン'!$AA$20,IF(M169=\"LPG\",(J169*AB169+K169*AC169)*L169/IF(N169=\"\",P169,N169)*3.6/'2_メイン'!$AC$20))))","v":""},{"$f":"IFERROR(IF(M169=\"電気\",1-$AZ$4/(N169*3.6/'2_メイン'!$Z$20),1-$BB$4/N169),0)","v":0},{"$f":"IFERROR(IF(M169=\"電気\",1-$AX$7/(P169*3.6/'2_メイン'!$Z$20),1-$AX$7/P169),0)","v":0},"",{"$f":"IFERROR(IF(M169=\"電気\",1-$AZ$5/(P169*3.6/'2_メイン'!$Z$20),1-$BB$5/P169),0)","v":0},0]
[null,156,null,null,null,null,null,null,null,null,null,null,null,null,null,null,null,{"$f":"IF(H170=\"電算室用\",$AQ$7,IF(AND(N170=\"\",P170=\"\"),\"\",VLOOKUP('11_パッケージ (新設)'!E170,'11_パッケージ (新設)'!$AL$3:$AM$10,2,FALSE)))","v":""},{"$f":"IF(H170=\"電算室用\",\"\",IF(AND(N170=\"\",P170=\"\"),\"\",VLOOKUP('11_パッケージ (新設)'!E170,$AL$3:$AN$10,3,FALSE)))","v":""},null,null,"","","",null,"",null,0,0,"","","","",{"$f":"IFERROR(IF(AND(N170=\"\",P170=\"\"),\"\",IF(M170=\"電気\",(J170*AB170+K170*AC170)*L170/P170,IF(M170=\"都市ガス\",(J170*AB170+K170*AC170)*L170/P170*3.6/'2_メイン'!$AA$20,IF(M170=\"LPG\",(J170*AB170+K170*AC170)*L170/P170*3.6/'2_メイン'!$AC$20)))),0)","v":""},{"$f":"IF(AND(N170=\"\",P170=\"\"),\"\",IF(M170=\"電気\",(J170*AB170+K170*AC170)*L170/IF(N170=\"\",P170,N170),IF(M170=\"都市ガス\",(J170*AB170+K170*AC170)*L170/IF(N170=\"\",P170,N170)*3.6/'2_メイン'!$AA$20,IF(M170=\"LPG\",(J170*AB170+K170*AC170)*L170/IF(N170=\"\",P170,N170)*3.6/'2_メイン'!$AC$20))))","v":""},{"$f":"IFERROR(IF(M170=\"電気\",1-$AZ$4/(N170*3.6/'2_メイン'!$Z$20),1-$BB$4/N170),0)","v":0},{"$f":"IFERROR(IF(M170=\"電気\",1-$AX$7/(P170*3.6/'2_メイン'!$Z$20),1-$AX$7/P170),0)","v":0},"",{"$f":"IFERROR(IF(M170=\"電気\",1-$AZ$5/(P170*3.6/'2_メイン'!$Z$20),1-$BB$5/P170),0)","v":0},0]
[null,157,null,null,null,null,null,null,null,null,null,null,null,null,null,null,null,{"$f":"IF(H171=\"電算室用\",$AQ$7,IF(AND(N171=\"\",P171=\"\"),\"\",VLOOKUP('11_パッケージ (新設)'!E171,'11_パッケージ (新設)'!$AL$3:$AM$10,2,FALSE)))","v":""},{"$f":"IF(H171=\"電算室用\",\"\",IF(AND(N171=\"\",P171=\"\"),\"\",VLOOKUP('11_パッケージ (新設)'!E171,$AL$3:$AN$10,3,FALSE)))","v":""},null,null,"","","",null,"",null,0,0,"","","","",{"$f":"IFERROR(IF(AND(N171=\"\",P171=\"\"),\"\",IF(M171=\"電気\",(J171*AB171+K171*AC171)*L171/P171,IF(M171=\"都市ガス\",(J171*AB171+K171*AC171)*L171/P171*3.6/'2_メイン'!$AA$20,IF(M171=\"LPG\",(J171*AB171+K171*AC171)*L171/P171*3.6/'2_メイン'!$AC$20)))),0)","v":""},{"$f":"IF(AND(N171=\"\",P171=\"\"),\"\",IF(M171=\"電気\",(J171*AB171+K171*AC171)*L171/IF(N171=\"\",P171,N171),IF(M171=\"都市ガス\",(J171*AB171+K171*AC171)*L171/IF(N171=\"\",P171,N171)*3.6/'2_メイン'!$AA$20,IF(M171=\"LPG\",(J171*AB171+K171*AC171)*L171/IF(N171=\"\",P171,N171)*3.6/'2_メイン'!$AC$20))))","v":""},{"$f":"IFERROR(IF(M171=\"電気\",1-$AZ$4/(N171*3.6/'2_メイン'!$Z$20),1-$BB$4/N171),0)","v":0},{"$f":"IFERROR(IF(M171=\"電気\",1-$AX$7/(P171*3.6/'2_メイン'!$Z$20),1-$AX$7/P171),0)","v":0},"",{"$f":"IFERROR(IF(M171=\"電気\",1-$AZ$5/(P171*3.6/'2_メイン'!$Z$20),1-$BB$5/P171),0)","v":0},0]
[null,158,null,null,null,null,null,null,null,null,null,null,null,null,null,null,null,{"$f":"IF(H172=\"電算室用\",$AQ$7,IF(AND(N172=\"\",P172=\"\"),\"\",VLOOKUP('11_パッケージ (新設)'!E172,'11_パッケージ (新設)'!$AL$3:$AM$10,2,FALSE)))","v":""},{"$f":"IF(H172=\"電算室用\",\"\",IF(AND(N172=\"\",P172=\"\"),\"\",VLOOKUP('11_パッケージ (新設)'!E172,$AL$3:$AN$10,3,FALSE)))","v":""},null,null,"","","",null,"",null,0,0,"","","","",{"$f":"IFERROR(IF(AND(N172=\"\",P172=\"\"),\"\",IF(M172=\"電気\",(J172*AB172+K172*AC172)*L172/P172,IF(M172=\"都市ガス\",(J172*AB172+K172*AC172)*L172/P172*3.6/'2_メイン'!$AA$20,IF(M172=\"LPG\",(J172*AB172+K172*AC172)*L172/P172*3.6/'2_メイン'!$AC$20)))),0)","v":""},{"$f":"IF(AND(N172=\"\",P172=\"\"),\"\",IF(M172=\"電気\",(J172*AB172+K172*AC172)*L172/IF(N172=\"\",P172,N172),IF(M172=\"都市ガス\",(J172*AB172+K172*AC172)*L172/IF(N172=\"\",P172,N172)*3.6/'2_メイン'!$AA$20,IF(M172=\"LPG\",(J172*AB172+K172*AC172)*L172/IF(N172=\"\",P172,N172)*3.6/'2_メイン'!$AC$20))))","v":""},{"$f":"IFERROR(IF(M172=\"電気\",1-$AZ$4/(N172*3.6/'2_メイン'!$Z$20),1-$BB$4/N172),0)","v":0},{"$f":"IFERROR(IF(M172=\"電気\",1-$AX$7/(P172*3.6/'2_メイン'!$Z$20),1-$AX$7/P172),0)","v":0},"",{"$f":"IFERROR(IF(M172=\"電気\",1-$AZ$5/(P172*3.6/'2_メイン'!$Z$20),1-$BB$5/P172),0)","v":0},0]
[null,159,null,null,null,null,null,null,null,null,null,null,null,null,null,null,null,{"$f":"IF(H173=\"電算室用\",$AQ$7,IF(AND(N173=\"\",P173=\"\"),\"\",VLOOKUP('11_パッケージ (新設)'!E173,'11_パッケージ (新設)'!$AL$3:$AM$10,2,FALSE)))","v":""},{"$f":"IF(H173=\"電算室用\",\"\",IF(AND(N173=\"\",P173=\"\"),\"\",VLOOKUP('11_パッケージ (新設)'!E173,$AL$3:$AN$10,3,FALSE)))","v":""},null,null,"","","",null,"",null,0,0,"","","","",{"$f":"IFERROR(IF(AND(N173=\"\",P173=\"\"),\"\",IF(M173=\"電気\",(J173*AB173+K173*AC173)*L173/P173,IF(M173=\"都市ガス\",(J173*AB173+K173*AC173)*L173/P173*3.6/'2_メイン'!$AA$20,IF(M173=\"LPG\",(J173*AB173+K173*AC173)*L173/P173*3.6/'2_メイン'!$AC$20)))),0)","v":""},{"$f":"IF(AND(N173=\"\",P173=\"\"),\"\",IF(M173=\"電気\",(J173*AB173+K173*AC173)*L173/IF(N173=\"\",P173,N173),IF(M173=\"都市ガス\",(J173*AB173+K173*AC173)*L173/IF(N173=\"\",P173,N173)*3.6/'2_メイン'!$AA$20,IF(M173=\"LPG\",(J173*AB173+K173*AC173)*L173/IF(N173=\"\",P173,N173)*3.6/'2_メイン'!$AC$20))))","v":""},{"$f":"IFERROR(IF(M173=\"電気\",1-$AZ$4/(N173*3.6/'2_メイン'!$Z$20),1-$BB$4/N173),0)","v":0},{"$f":"IFERROR(IF(M173=\"電気\",1-$AX$7/(P173*3.6/'2_メイン'!$Z$20),1-$AX$7/P173),0)","v":0},"",{"$f":"IFERROR(IF(M173=\"電気\",1-$AZ$5/(P173*3.6/'2_メイン'!$Z$20),1-$BB$5/P173),0)","v":0},0]
[null,160,null,null,null,null,null,null,null,null,null,null,null,null,null,null,null,{"$f":"IF(H174=\"電算室用\",$AQ$7,IF(AND(N174=\"\",P174=\"\"),\"\",VLOOKUP('11_パッケージ (新設)'!E174,'11_パッケージ (新設)'!$AL$3:$AM$10,2,FALSE)))","v":""},{"$f":"IF(H174=\"電算室用\",\"\",IF(AND(N174=\"\",P174=\"\"),\"\",VLOOKUP('11_パッケージ (新設)'!E174,$AL$3:$AN$10,3,FALSE)))","v":""},null,null,"","","",null,"",null,0,0,"","","","",{"$f":"IFERROR(IF(AND(N174=\"\",P174=\"\"),\"\",IF(M174=\"電気\",(J174*AB174+K174*AC174)*L174/P174,IF(M174=\"都市ガス\",(J174*AB174+K174*AC174)*L174/P174*3.6/'2_メイン'!$AA$20,IF(M174=\"LPG\",(J174*AB174+K174*AC174)*L174/P174*3.6/'2_メイン'!$AC$20)))),0)","v":""},{"$f":"IF(AND(N174=\"\",P174=\"\"),\"\",IF(M174=\"電気\",(J174*AB174+K174*AC174)*L174/IF(N174=\"\",P174,N174),IF(M174=\"都市ガス\",(J174*AB174+K174*AC174)*L174/IF(N174=\"\",P174,N174)*3.6/'2_メイン'!$AA$20,IF(M174=\"LPG\",(J174*AB174+K174*AC174)*L174/IF(N174=\"\",P174,N174)*3.6/'2_メイン'!$AC$20))))","v":""},{"$f":"IFERROR(IF(M174=\"電気\",1-$AZ$4/(N174*3.6/'2_メイン'!$Z$20),1-$BB$4/N174),0)","v":0},{"$f":"IFERROR(IF(M174=\"電気\",1-$AX$7/(P174*3.6/'2_メイン'!$Z$20),1-$AX$7/P174),0)","v":0},"",{"$f":"IFERROR(IF(M174=\"電気\",1-$AZ$5/(P174*3.6/'2_メイン'!$Z$20),1-$BB$5/P174),0)","v":0},0]
[null,161,null,null,null,null,null,null,null,null,null,null,null,null,null,null,null,{"$f":"IF(H175=\"電算室用\",$AQ$7,IF(AND(N175=\"\",P175=\"\"),\"\",VLOOKUP('11_パッケージ (新設)'!E175,'11_パッケージ (新設)'!$AL$3:$AM$10,2,FALSE)))","v":""},{"$f":"IF(H175=\"電算室用\",\"\",IF(AND(N175=\"\",P175=\"\"),\"\",VLOOKUP('11_パッケージ (新設)'!E175,$AL$3:$AN$10,3,FALSE)))","v":""},null,null,"","","",null,"",null,0,0,"","","","",{"$f":"IFERROR(IF(AND(N175=\"\",P175=\"\"),\"\",IF(M175=\"電気\",(J175*AB175+K175*AC175)*L175/P175,IF(M175=\"都市ガス\",(J175*AB175+K175*AC175)*L175/P175*3.6/'2_メイン'!$AA$20,IF(M175=\"LPG\",(J175*AB175+K175*AC175)*L175/P175*3.6/'2_メイン'!$AC$20)))),0)","v":""},{"$f":"IF(AND(N175=\"\",P175=\"\"),\"\",IF(M175=\"電気\",(J175*AB175+K175*AC175)*L175/IF(N175=\"\",P175,N175),IF(M175=\"都市ガス\",(J175*AB175+K175*AC175)*L175/IF(N175=\"\",P175,N175)*3.6/'2_メイン'!$AA$20,IF(M175=\"LPG\",(J175*AB175+K175*AC175)*L175/IF(N175=\"\",P175,N175)*3.6/'2_メイン'!$AC$20))))","v":""},{"$f":"IFERROR(IF(M175=\"電気\",1-$AZ$4/(N175*3.6/'2_メイン'!$Z$20),1-$BB$4/N175),0)","v":0},{"$f":"IFERROR(IF(M175=\"電気\",1-$AX$7/(P175*3.6/'2_メイン'!$Z$20),1-$AX$7/P175),0)","v":0},"",{"$f":"IFERROR(IF(M175=\"電気\",1-$AZ$5/(P175*3.6/'2_メイン'!$Z$20),1-$BB$5/P175),0)","v":0},0]
[null,162,null,null,null,null,null,null,null,null,null,null,null,null,null,null,null,{"$f":"IF(H176=\"電算室用\",$AQ$7,IF(AND(N176=\"\",P176=\"\"),\"\",VLOOKUP('11_パッケージ (新設)'!E176,'11_パッケージ (新設)'!$AL$3:$AM$10,2,FALSE)))","v":""},{"$f":"IF(H176=\"電算室用\",\"\",IF(AND(N176=\"\",P176=\"\"),\"\",VLOOKUP('11_パッケージ (新設)'!E176,$AL$3:$AN$10,3,FALSE)))","v":""},null,null,"","","",null,"",null,0,0,"","","","",{"$f":"IFERROR(IF(AND(N176=\"\",P176=\"\"),\"\",IF(M176=\"電気\",(J176*AB176+K176*AC176)*L176/P176,IF(M176=\"都市ガス\",(J176*AB176+K176*AC176)*L176/P176*3.6/'2_メイン'!$AA$20,IF(M176=\"LPG\",(J176*AB176+K176*AC176)*L176/P176*3.6/'2_メイン'!$AC$20)))),0)","v":""},{"$f":"IF(AND(N176=\"\",P176=\"\"),\"\",IF(M176=\"電気\",(J176*AB176+K176*AC176)*L176/IF(N176=\"\",P176,N176),IF(M176=\"都市ガス\",(J176*AB176+K176*AC176)*L176/IF(N176=\"\",P176,N176)*3.6/'2_メイン'!$AA$20,IF(M176=\"LPG\",(J176*AB176+K176*AC176)*L176/IF(N176=\"\",P176,N176)*3.6/'2_メイン'!$AC$20))))","v":""},{"$f":"IFERROR(IF(M176=\"電気\",1-$AZ$4/(N176*3.6/'2_メイン'!$Z$20),1-$BB$4/N176),0)","v":0},{"$f":"IFERROR(IF(M176=\"電気\",1-$AX$7/(P176*3.6/'2_メイン'!$Z$20),1-$AX$7/P176),0)","v":0},"",{"$f":"IFERROR(IF(M176=\"電気\",1-$AZ$5/(P176*3.6/'2_メイン'!$Z$20),1-$BB$5/P176),0)","v":0},0]
[null,163,null,null,null,null,null,null,null,null,null,null,null,null,null,null,null,{"$f":"IF(H177=\"電算室用\",$AQ$7,IF(AND(N177=\"\",P177=\"\"),\"\",VLOOKUP('11_パッケージ (新設)'!E177,'11_パッケージ (新設)'!$AL$3:$AM$10,2,FALSE)))","v":""},{"$f":"IF(H177=\"電算室用\",\"\",IF(AND(N177=\"\",P177=\"\"),\"\",VLOOKUP('11_パッケージ (新設)'!E177,$AL$3:$AN$10,3,FALSE)))","v":""},null,null,"","","",null,"",null,0,0,"","","","",{"$f":"IFERROR(IF(AND(N177=\"\",P177=\"\"),\"\",IF(M177=\"電気\",(J177*AB177+K177*AC177)*L177/P177,IF(M177=\"都市ガス\",(J177*AB177+K177*AC177)*L177/P177*3.6/'2_メイン'!$AA$20,IF(M177=\"LPG\",(J177*AB177+K177*AC177)*L177/P177*3.6/'2_メイン'!$AC$20)))),0)","v":""},{"$f":"IF(AND(N177=\"\",P177=\"\"),\"\",IF(M177=\"電気\",(J177*AB177+K177*AC177)*L177/IF(N177=\"\",P177,N177),IF(M177=\"都市ガス\",(J177*AB177+K177*AC177)*L177/IF(N177=\"\",P177,N177)*3.6/'2_メイン'!$AA$20,IF(M177=\"LPG\",(J177*AB177+K177*AC177)*L177/IF(N177=\"\",P177,N177)*3.6/'2_メイン'!$AC$20))))","v":""},{"$f":"IFERROR(IF(M177=\"電気\",1-$AZ$4/(N177*3.6/'2_メイン'!$Z$20),1-$BB$4/N177),0)","v":0},{"$f":"IFERROR(IF(M177=\"電気\",1-$AX$7/(P177*3.6/'2_メイン'!$Z$20),1-$AX$7/P177),0)","v":0},"",{"$f":"IFERROR(IF(M177=\"電気\",1-$AZ$5/(P177*3.6/'2_メイン'!$Z$20),1-$BB$5/P177),0)","v":0},0]
[null,164,null,null,null,null,null,null,null,null,null,null,null,null,null,null,null,{"$f":"IF(H178=\"電算室用\",$AQ$7,IF(AND(N178=\"\",P178=\"\"),\"\",VLOOKUP('11_パッケージ (新設)'!E178,'11_パッケージ (新設)'!$AL$3:$AM$10,2,FALSE)))","v":""},{"$f":"IF(H178=\"電算室用\",\"\",IF(AND(N178=\"\",P178=\"\"),\"\",VLOOKUP('11_パッケージ (新設)'!E178,$AL$3:$AN$10,3,FALSE)))","v":""},null,null,"","","",null,"",null,0,0,"","","","",{"$f":"IFERROR(IF(AND(N178=\"\",P178=\"\"),\"\",IF(M178=\"電気\",(J178*AB178+K178*AC178)*L178/P178,IF(M178=\"都市ガス\",(J178*AB178+K178*AC178)*L178/P178*3.6/'2_メイン'!$AA$20,IF(M178=\"LPG\",(J178*AB178+K178*AC178)*L178/P178*3.6/'2_メイン'!$AC$20)))),0)","v":""},{"$f":"IF(AND(N178=\"\",P178=\"\"),\"\",IF(M178=\"電気\",(J178*AB178+K178*AC178)*L178/IF(N178=\"\",P178,N178),IF(M178=\"都市ガス\",(J178*AB178+K178*AC178)*L178/IF(N178=\"\",P178,N178)*3.6/'2_メイン'!$AA$20,IF(M178=\"LPG\",(J178*AB178+K178*AC178)*L178/IF(N178=\"\",P178,N178)*3.6/'2_メイン'!$AC$20))))","v":""},{"$f":"IFERROR(IF(M178=\"電気\",1-$AZ$4/(N178*3.6/'2_メイン'!$Z$20),1-$BB$4/N178),0)","v":0},{"$f":"IFERROR(IF(M178=\"電気\",1-$AX$7/(P178*3.6/'2_メイン'!$Z$20),1-$AX$7/P178),0)","v":0},"",{"$f":"IFERROR(IF(M178=\"電気\",1-$AZ$5/(P178*3.6/'2_メイン'!$Z$20),1-$BB$5/P178),0)","v":0},0]
[null,165,null,null,null,null,null,null,null,null,null,null,null,null,null,null,null,{"$f":"IF(H179=\"電算室用\",$AQ$7,IF(AND(N179=\"\",P179=\"\"),\"\",VLOOKUP('11_パッケージ (新設)'!E179,'11_パッケージ (新設)'!$AL$3:$AM$10,2,FALSE)))","v":""},{"$f":"IF(H179=\"電算室用\",\"\",IF(AND(N179=\"\",P179=\"\"),\"\",VLOOKUP('11_パッケージ (新設)'!E179,$AL$3:$AN$10,3,FALSE)))","v":""},null,null,"","","",null,"",null,0,0,"","","","",{"$f":"IFERROR(IF(AND(N179=\"\",P179=\"\"),\"\",IF(M179=\"電気\",(J179*AB179+K179*AC179)*L179/P179,IF(M179=\"都市ガス\",(J179*AB179+K179*AC179)*L179/P179*3.6/'2_メイン'!$AA$20,IF(M179=\"LPG\",(J179*AB179+K179*AC179)*L179/P179*3.6/'2_メイン'!$AC$20)))),0)","v":""},{"$f":"IF(AND(N179=\"\",P179=\"\"),\"\",IF(M179=\"電気\",(J179*AB179+K179*AC179)*L179/IF(N179=\"\",P179,N179),IF(M179=\"都市ガス\",(J179*AB179+K179*AC179)*L179/IF(N179=\"\",P179,N179)*3.6/'2_メイン'!$AA$20,IF(M179=\"LPG\",(J179*AB179+K179*AC179)*L179/IF(N179=\"\",P179,N179)*3.6/'2_メイン'!$AC$20))))","v":""},{"$f":"IFERROR(IF(M179=\"電気\",1-$AZ$4/(N179*3.6/'2_メイン'!$Z$20),1-$BB$4/N179),0)","v":0},{"$f":"IFERROR(IF(M179=\"電気\",1-$AX$7/(P179*3.6/'2_メイン'!$Z$20),1-$AX$7/P179),0)","v":0},"",{"$f":"IFERROR(IF(M179=\"電気\",1-$AZ$5/(P179*3.6/'2_メイン'!$Z$20),1-$BB$5/P179),0)","v":0},0]
[null,166,null,null,null,null,null,null,null,null,null,null,null,null,null,null,null,{"$f":"IF(H180=\"電算室用\",$AQ$7,IF(AND(N180=\"\",P180=\"\"),\"\",VLOOKUP('11_パッケージ (新設)'!E180,'11_パッケージ (新設)'!$AL$3:$AM$10,2,FALSE)))","v":""},{"$f":"IF(H180=\"電算室用\",\"\",IF(AND(N180=\"\",P180=\"\"),\"\",VLOOKUP('11_パッケージ (新設)'!E180,$AL$3:$AN$10,3,FALSE)))","v":""},null,null,"","","",null,"",null,0,0,"","","","",{"$f":"IFERROR(IF(AND(N180=\"\",P180=\"\"),\"\",IF(M180=\"電気\",(J180*AB180+K180*AC180)*L180/P180,IF(M180=\"都市ガス\",(J180*AB180+K180*AC180)*L180/P180*3.6/'2_メイン'!$AA$20,IF(M180=\"LPG\",(J180*AB180+K180*AC180)*L180/P180*3.6/'2_メイン'!$AC$20)))),0)","v":""},{"$f":"IF(AND(N180=\"\",P180=\"\"),\"\",IF(M180=\"電気\",(J180*AB180+K180*AC180)*L180/IF(N180=\"\",P180,N180),IF(M180=\"都市ガス\",(J180*AB180+K180*AC180)*L180/IF(N180=\"\",P180,N180)*3.6/'2_メイン'!$AA$20,IF(M180=\"LPG\",(J180*AB180+K180*AC180)*L180/IF(N180=\"\",P180,N180)*3.6/'2_メイン'!$AC$20))))","v":""},{"$f":"IFERROR(IF(M180=\"電気\",1-$AZ$4/(N180*3.6/'2_メイン'!$Z$20),1-$BB$4/N180),0)","v":0},{"$f":"IFERROR(IF(M180=\"電気\",1-$AX$7/(P180*3.6/'2_メイン'!$Z$20),1-$AX$7/P180),0)","v":0},"",{"$f":"IFERROR(IF(M180=\"電気\",1-$AZ$5/(P180*3.6/'2_メイン'!$Z$20),1-$BB$5/P180),0)","v":0},0]
[null,167,null,null,null,null,null,null,null,null,null,null,null,null,null,null,null,{"$f":"IF(H181=\"電算室用\",$AQ$7,IF(AND(N181=\"\",P181=\"\"),\"\",VLOOKUP('11_パッケージ (新設)'!E181,'11_パッケージ (新設)'!$AL$3:$AM$10,2,FALSE)))","v":""},{"$f":"IF(H181=\"電算室用\",\"\",IF(AND(N181=\"\",P181=\"\"),\"\",VLOOKUP('11_パッケージ (新設)'!E181,$AL$3:$AN$10,3,FALSE)))","v":""},null,null,"","","",null,"",null,0,0,"","","","",{"$f":"IFERROR(IF(AND(N181=\"\",P181=\"\"),\"\",IF(M181=\"電気\",(J181*AB181+K181*AC181)*L181/P181,IF(M181=\"都市ガス\",(J181*AB181+K181*AC181)*L181/P181*3.6/'2_メイン'!$AA$20,IF(M181=\"LPG\",(J181*AB181+K181*AC181)*L181/P181*3.6/'2_メイン'!$AC$20)))),0)","v":""},{"$f":"IF(AND(N181=\"\",P181=\"\"),\"\",IF(M181=\"電気\",(J181*AB181+K181*AC181)*L181/IF(N181=\"\",P181,N181),IF(M181=\"都市ガス\",(J181*AB181+K181*AC181)*L181/IF(N181=\"\",P181,N181)*3.6/'2_メイン'!$AA$20,IF(M181=\"LPG\",(J181*AB181+K181*AC181)*L181/IF(N181=\"\",P181,N181)*3.6/'2_メイン'!$AC$20))))","v":""},{"$f":"IFERROR(IF(M181=\"電気\",1-$AZ$4/(N181*3.6/'2_メイン'!$Z$20),1-$BB$4/N181),0)","v":0},{"$f":"IFERROR(IF(M181=\"電気\",1-$AX$7/(P181*3.6/'2_メイン'!$Z$20),1-$AX$7/P181),0)","v":0},"",{"$f":"IFERROR(IF(M181=\"電気\",1-$AZ$5/(P181*3.6/'2_メイン'!$Z$20),1-$BB$5/P181),0)","v":0},0]
[null,168,null,null,null,null,null,null,null,null,null,null,null,null,null,null,null,{"$f":"IF(H182=\"電算室用\",$AQ$7,IF(AND(N182=\"\",P182=\"\"),\"\",VLOOKUP('11_パッケージ (新設)'!E182,'11_パッケージ (新設)'!$AL$3:$AM$10,2,FALSE)))","v":""},{"$f":"IF(H182=\"電算室用\",\"\",IF(AND(N182=\"\",P182=\"\"),\"\",VLOOKUP('11_パッケージ (新設)'!E182,$AL$3:$AN$10,3,FALSE)))","v":""},null,null,"","","",null,"",null,0,0,"","","","",{"$f":"IFERROR(IF(AND(N182=\"\",P182=\"\"),\"\",IF(M182=\"電気\",(J182*AB182+K182*AC182)*L182/P182,IF(M182=\"都市ガス\",(J182*AB182+K182*AC182)*L182/P182*3.6/'2_メイン'!$AA$20,IF(M182=\"LPG\",(J182*AB182+K182*AC182)*L182/P182*3.6/'2_メイン'!$AC$20)))),0)","v":""},{"$f":"IF(AND(N182=\"\",P182=\"\"),\"\",IF(M182=\"電気\",(J182*AB182+K182*AC182)*L182/IF(N182=\"\",P182,N182),IF(M182=\"都市ガス\",(J182*AB182+K182*AC182)*L182/IF(N182=\"\",P182,N182)*3.6/'2_メイン'!$AA$20,IF(M182=\"LPG\",(J182*AB182+K182*AC182)*L182/IF(N182=\"\",P182,N182)*3.6/'2_メイン'!$AC$20))))","v":""},{"$f":"IFERROR(IF(M182=\"電気\",1-$AZ$4/(N182*3.6/'2_メイン'!$Z$20),1-$BB$4/N182),0)","v":0},{"$f":"IFERROR(IF(M182=\"電気\",1-$AX$7/(P182*3.6/'2_メイン'!$Z$20),1-$AX$7/P182),0)","v":0},"",{"$f":"IFERROR(IF(M182=\"電気\",1-$AZ$5/(P182*3.6/'2_メイン'!$Z$20),1-$BB$5/P182),0)","v":0},0]
[null,169,null,null,null,null,null,null,null,null,null,null,null,null,null,null,null,{"$f":"IF(H183=\"電算室用\",$AQ$7,IF(AND(N183=\"\",P183=\"\"),\"\",VLOOKUP('11_パッケージ (新設)'!E183,'11_パッケージ (新設)'!$AL$3:$AM$10,2,FALSE)))","v":""},{"$f":"IF(H183=\"電算室用\",\"\",IF(AND(N183=\"\",P183=\"\"),\"\",VLOOKUP('11_パッケージ (新設)'!E183,$AL$3:$AN$10,3,FALSE)))","v":""},null,null,"","","",null,"",null,0,0,"","","","",{"$f":"IFERROR(IF(AND(N183=\"\",P183=\"\"),\"\",IF(M183=\"電気\",(J183*AB183+K183*AC183)*L183/P183,IF(M183=\"都市ガス\",(J183*AB183+K183*AC183)*L183/P183*3.6/'2_メイン'!$AA$20,IF(M183=\"LPG\",(J183*AB183+K183*AC183)*L183/P183*3.6/'2_メイン'!$AC$20)))),0)","v":""},{"$f":"IF(AND(N183=\"\",P183=\"\"),\"\",IF(M183=\"電気\",(J183*AB183+K183*AC183)*L183/IF(N183=\"\",P183,N183),IF(M183=\"都市ガス\",(J183*AB183+K183*AC183)*L183/IF(N183=\"\",P183,N183)*3.6/'2_メイン'!$AA$20,IF(M183=\"LPG\",(J183*AB183+K183*AC183)*L183/IF(N183=\"\",P183,N183)*3.6/'2_メイン'!$AC$20))))","v":""},{"$f":"IFERROR(IF(M183=\"電気\",1-$AZ$4/(N183*3.6/'2_メイン'!$Z$20),1-$BB$4/N183),0)","v":0},{"$f":"IFERROR(IF(M183=\"電気\",1-$AX$7/(P183*3.6/'2_メイン'!$Z$20),1-$AX$7/P183),0)","v":0},"",{"$f":"IFERROR(IF(M183=\"電気\",1-$AZ$5/(P183*3.6/'2_メイン'!$Z$20),1-$BB$5/P183),0)","v":0},0]
[null,170,null,null,null,null,null,null,null,null,null,null,null,null,null,null,null,{"$f":"IF(H184=\"電算室用\",$AQ$7,IF(AND(N184=\"\",P184=\"\"),\"\",VLOOKUP('11_パッケージ (新設)'!E184,'11_パッケージ (新設)'!$AL$3:$AM$10,2,FALSE)))","v":""},{"$f":"IF(H184=\"電算室用\",\"\",IF(AND(N184=\"\",P184=\"\"),\"\",VLOOKUP('11_パッケージ (新設)'!E184,$AL$3:$AN$10,3,FALSE)))","v":""},null,null,"","","",null,"",null,0,0,"","","","",{"$f":"IFERROR(IF(AND(N184=\"\",P184=\"\"),\"\",IF(M184=\"電気\",(J184*AB184+K184*AC184)*L184/P184,IF(M184=\"都市ガス\",(J184*AB184+K184*AC184)*L184/P184*3.6/'2_メイン'!$AA$20,IF(M184=\"LPG\",(J184*AB184+K184*AC184)*L184/P184*3.6/'2_メイン'!$AC$20)))),0)","v":""},{"$f":"IF(AND(N184=\"\",P184=\"\"),\"\",IF(M184=\"電気\",(J184*AB184+K184*AC184)*L184/IF(N184=\"\",P184,N184),IF(M184=\"都市ガス\",(J184*AB184+K184*AC184)*L184/IF(N184=\"\",P184,N184)*3.6/'2_メイン'!$AA$20,IF(M184=\"LPG\",(J184*AB184+K184*AC184)*L184/IF(N184=\"\",P184,N184)*3.6/'2_メイン'!$AC$20))))","v":""},{"$f":"IFERROR(IF(M184=\"電気\",1-$AZ$4/(N184*3.6/'2_メイン'!$Z$20),1-$BB$4/N184),0)","v":0},{"$f":"IFERROR(IF(M184=\"電気\",1-$AX$7/(P184*3.6/'2_メイン'!$Z$20),1-$AX$7/P184),0)","v":0},"",{"$f":"IFERROR(IF(M184=\"電気\",1-$AZ$5/(P184*3.6/'2_メイン'!$Z$20),1-$BB$5/P184),0)","v":0},0]
[null,171,null,null,null,null,null,null,null,null,null,null,null,null,null,null,null,{"$f":"IF(H185=\"電算室用\",$AQ$7,IF(AND(N185=\"\",P185=\"\"),\"\",VLOOKUP('11_パッケージ (新設)'!E185,'11_パッケージ (新設)'!$AL$3:$AM$10,2,FALSE)))","v":""},{"$f":"IF(H185=\"電算室用\",\"\",IF(AND(N185=\"\",P185=\"\"),\"\",VLOOKUP('11_パッケージ (新設)'!E185,$AL$3:$AN$10,3,FALSE)))","v":""},null,null,"","","",null,"",null,0,0,"","","","",{"$f":"IFERROR(IF(AND(N185=\"\",P185=\"\"),\"\",IF(M185=\"電気\",(J185*AB185+K185*AC185)*L185/P185,IF(M185=\"都市ガス\",(J185*AB185+K185*AC185)*L185/P185*3.6/'2_メイン'!$AA$20,IF(M185=\"LPG\",(J185*AB185+K185*AC185)*L185/P185*3.6/'2_メイン'!$AC$20)))),0)","v":""},{"$f":"IF(AND(N185=\"\",P185=\"\"),\"\",IF(M185=\"電気\",(J185*AB185+K185*AC185)*L185/IF(N185=\"\",P185,N185),IF(M185=\"都市ガス\",(J185*AB185+K185*AC185)*L185/IF(N185=\"\",P185,N185)*3.6/'2_メイン'!$AA$20,IF(M185=\"LPG\",(J185*AB185+K185*AC185)*L185/IF(N185=\"\",P185,N185)*3.6/'2_メイン'!$AC$20))))","v":""},{"$f":"IFERROR(IF(M185=\"電気\",1-$AZ$4/(N185*3.6/'2_メイン'!$Z$20),1-$BB$4/N185),0)","v":0},{"$f":"IFERROR(IF(M185=\"電気\",1-$AX$7/(P185*3.6/'2_メイン'!$Z$20),1-$AX$7/P185),0)","v":0},"",{"$f":"IFERROR(IF(M185=\"電気\",1-$AZ$5/(P185*3.6/'2_メイン'!$Z$20),1-$BB$5/P185),0)","v":0},0]
[null,172,null,null,null,null,null,null,null,null,null,null,null,null,null,null,null,{"$f":"IF(H186=\"電算室用\",$AQ$7,IF(AND(N186=\"\",P186=\"\"),\"\",VLOOKUP('11_パッケージ (新設)'!E186,'11_パッケージ (新設)'!$AL$3:$AM$10,2,FALSE)))","v":""},{"$f":"IF(H186=\"電算室用\",\"\",IF(AND(N186=\"\",P186=\"\"),\"\",VLOOKUP('11_パッケージ (新設)'!E186,$AL$3:$AN$10,3,FALSE)))","v":""},null,null,"","","",null,"",null,0,0,"","","","",{"$f":"IFERROR(IF(AND(N186=\"\",P186=\"\"),\"\",IF(M186=\"電気\",(J186*AB186+K186*AC186)*L186/P186,IF(M186=\"都市ガス\",(J186*AB186+K186*AC186)*L186/P186*3.6/'2_メイン'!$AA$20,IF(M186=\"LPG\",(J186*AB186+K186*AC186)*L186/P186*3.6/'2_メイン'!$AC$20)))),0)","v":""},{"$f":"IF(AND(N186=\"\",P186=\"\"),\"\",IF(M186=\"電気\",(J186*AB186+K186*AC186)*L186/IF(N186=\"\",P186,N186),IF(M186=\"都市ガス\",(J186*AB186+K186*AC186)*L186/IF(N186=\"\",P186,N186)*3.6/'2_メイン'!$AA$20,IF(M186=\"LPG\",(J186*AB186+K186*AC186)*L186/IF(N186=\"\",P186,N186)*3.6/'2_メイン'!$AC$20))))","v":""},{"$f":"IFERROR(IF(M186=\"電気\",1-$AZ$4/(N186*3.6/'2_メイン'!$Z$20),1-$BB$4/N186),0)","v":0},{"$f":"IFERROR(IF(M186=\"電気\",1-$AX$7/(P186*3.6/'2_メイン'!$Z$20),1-$AX$7/P186),0)","v":0},"",{"$f":"IFERROR(IF(M186=\"電気\",1-$AZ$5/(P186*3.6/'2_メイン'!$Z$20),1-$BB$5/P186),0)","v":0},0]
[null,173,null,null,null,null,null,null,null,null,null,null,null,null,null,null,null,{"$f":"IF(H187=\"電算室用\",$AQ$7,IF(AND(N187=\"\",P187=\"\"),\"\",VLOOKUP('11_パッケージ (新設)'!E187,'11_パッケージ (新設)'!$AL$3:$AM$10,2,FALSE)))","v":""},{"$f":"IF(H187=\"電算室用\",\"\",IF(AND(N187=\"\",P187=\"\"),\"\",VLOOKUP('11_パッケージ (新設)'!E187,$AL$3:$AN$10,3,FALSE)))","v":""},null,null,"","","",null,"",null,0,0,"","","","",{"$f":"IFERROR(IF(AND(N187=\"\",P187=\"\"),\"\",IF(M187=\"電気\",(J187*AB187+K187*AC187)*L187/P187,IF(M187=\"都市ガス\",(J187*AB187+K187*AC187)*L187/P187*3.6/'2_メイン'!$AA$20,IF(M187=\"LPG\",(J187*AB187+K187*AC187)*L187/P187*3.6/'2_メイン'!$AC$20)))),0)","v":""},{"$f":"IF(AND(N187=\"\",P187=\"\"),\"\",IF(M187=\"電気\",(J187*AB187+K187*AC187)*L187/IF(N187=\"\",P187,N187),IF(M187=\"都市ガス\",(J187*AB187+K187*AC187)*L187/IF(N187=\"\",P187,N187)*3.6/'2_メイン'!$AA$20,IF(M187=\"LPG\",(J187*AB187+K187*AC187)*L187/IF(N187=\"\",P187,N187)*3.6/'2_メイン'!$AC$20))))","v":""},{"$f":"IFERROR(IF(M187=\"電気\",1-$AZ$4/(N187*3.6/'2_メイン'!$Z$20),1-$BB$4/N187),0)","v":0},{"$f":"IFERROR(IF(M187=\"電気\",1-$AX$7/(P187*3.6/'2_メイン'!$Z$20),1-$AX$7/P187),0)","v":0},"",{"$f":"IFERROR(IF(M187=\"電気\",1-$AZ$5/(P187*3.6/'2_メイン'!$Z$20),1-$BB$5/P187),0)","v":0},0]
[null,174,null,null,null,null,null,null,null,null,null,null,null,null,null,null,null,{"$f":"IF(H188=\"電算室用\",$AQ$7,IF(AND(N188=\"\",P188=\"\"),\"\",VLOOKUP('11_パッケージ (新設)'!E188,'11_パッケージ (新設)'!$AL$3:$AM$10,2,FALSE)))","v":""},{"$f":"IF(H188=\"電算室用\",\"\",IF(AND(N188=\"\",P188=\"\"),\"\",VLOOKUP('11_パッケージ (新設)'!E188,$AL$3:$AN$10,3,FALSE)))","v":""},null,null,"","","",null,"",null,0,0,"","","","",{"$f":"IFERROR(IF(AND(N188=\"\",P188=\"\"),\"\",IF(M188=\"電気\",(J188*AB188+K188*AC188)*L188/P188,IF(M188=\"都市ガス\",(J188*AB188+K188*AC188)*L188/P188*3.6/'2_メイン'!$AA$20,IF(M188=\"LPG\",(J188*AB188+K188*AC188)*L188/P188*3.6/'2_メイン'!$AC$20)))),0)","v":""},{"$f":"IF(AND(N188=\"\",P188=\"\"),\"\",IF(M188=\"電気\",(J188*AB188+K188*AC188)*L188/IF(N188=\"\",P188,N188),IF(M188=\"都市ガス\",(J188*AB188+K188*AC188)*L188/IF(N188=\"\",P188,N188)*3.6/'2_メイン'!$AA$20,IF(M188=\"LPG\",(J188*AB188+K188*AC188)*L188/IF(N188=\"\",P188,N188)*3.6/'2_メイン'!$AC$20))))","v":""},{"$f":"IFERROR(IF(M188=\"電気\",1-$AZ$4/(N188*3.6/'2_メイン'!$Z$20),1-$BB$4/N188),0)","v":0},{"$f":"IFERROR(IF(M188=\"電気\",1-$AX$7/(P188*3.6/'2_メイン'!$Z$20),1-$AX$7/P188),0)","v":0},"",{"$f":"IFERROR(IF(M188=\"電気\",1-$AZ$5/(P188*3.6/'2_メイン'!$Z$20),1-$BB$5/P188),0)","v":0},0]
[null,175,null,null,null,null,null,null,null,null,null,null,null,null,null,null,null,{"$f":"IF(H189=\"電算室用\",$AQ$7,IF(AND(N189=\"\",P189=\"\"),\"\",VLOOKUP('11_パッケージ (新設)'!E189,'11_パッケージ (新設)'!$AL$3:$AM$10,2,FALSE)))","v":""},{"$f":"IF(H189=\"電算室用\",\"\",IF(AND(N189=\"\",P189=\"\"),\"\",VLOOKUP('11_パッケージ (新設)'!E189,$AL$3:$AN$10,3,FALSE)))","v":""},null,null,"","","",null,"",null,0,0,"","","","",{"$f":"IFERROR(IF(AND(N189=\"\",P189=\"\"),\"\",IF(M189=\"電気\",(J189*AB189+K189*AC189)*L189/P189,IF(M189=\"都市ガス\",(J189*AB189+K189*AC189)*L189/P189*3.6/'2_メイン'!$AA$20,IF(M189=\"LPG\",(J189*AB189+K189*AC189)*L189/P189*3.6/'2_メイン'!$AC$20)))),0)","v":""},{"$f":"IF(AND(N189=\"\",P189=\"\"),\"\",IF(M189=\"電気\",(J189*AB189+K189*AC189)*L189/IF(N189=\"\",P189,N189),IF(M189=\"都市ガス\",(J189*AB189+K189*AC189)*L189/IF(N189=\"\",P189,N189)*3.6/'2_メイン'!$AA$20,IF(M189=\"LPG\",(J189*AB189+K189*AC189)*L189/IF(N189=\"\",P189,N189)*3.6/'2_メイン'!$AC$20))))","v":""},{"$f":"IFERROR(IF(M189=\"電気\",1-$AZ$4/(N189*3.6/'2_メイン'!$Z$20),1-$BB$4/N189),0)","v":0},{"$f":"IFERROR(IF(M189=\"電気\",1-$AX$7/(P189*3.6/'2_メイン'!$Z$20),1-$AX$7/P189),0)","v":0},"",{"$f":"IFERROR(IF(M189=\"電気\",1-$AZ$5/(P189*3.6/'2_メイン'!$Z$20),1-$BB$5/P189),0)","v":0},0]
[null,176,null,null,null,null,null,null,null,null,null,null,null,null,null,null,null,{"$f":"IF(H190=\"電算室用\",$AQ$7,IF(AND(N190=\"\",P190=\"\"),\"\",VLOOKUP('11_パッケージ (新設)'!E190,'11_パッケージ (新設)'!$AL$3:$AM$10,2,FALSE)))","v":""},{"$f":"IF(H190=\"電算室用\",\"\",IF(AND(N190=\"\",P190=\"\"),\"\",VLOOKUP('11_パッケージ (新設)'!E190,$AL$3:$AN$10,3,FALSE)))","v":""},null,null,"","","",null,"",null,0,0,"","","","",{"$f":"IFERROR(IF(AND(N190=\"\",P190=\"\"),\"\",IF(M190=\"電気\",(J190*AB190+K190*AC190)*L190/P190,IF(M190=\"都市ガス\",(J190*AB190+K190*AC190)*L190/P190*3.6/'2_メイン'!$AA$20,IF(M190=\"LPG\",(J190*AB190+K190*AC190)*L190/P190*3.6/'2_メイン'!$AC$20)))),0)","v":""},{"$f":"IF(AND(N190=\"\",P190=\"\"),\"\",IF(M190=\"電気\",(J190*AB190+K190*AC190)*L190/IF(N190=\"\",P190,N190),IF(M190=\"都市ガス\",(J190*AB190+K190*AC190)*L190/IF(N190=\"\",P190,N190)*3.6/'2_メイン'!$AA$20,IF(M190=\"LPG\",(J190*AB190+K190*AC190)*L190/IF(N190=\"\",P190,N190)*3.6/'2_メイン'!$AC$20))))","v":""},{"$f":"IFERROR(IF(M190=\"電気\",1-$AZ$4/(N190*3.6/'2_メイン'!$Z$20),1-$BB$4/N190),0)","v":0},{"$f":"IFERROR(IF(M190=\"電気\",1-$AX$7/(P190*3.6/'2_メイン'!$Z$20),1-$AX$7/P190),0)","v":0},"",{"$f":"IFERROR(IF(M190=\"電気\",1-$AZ$5/(P190*3.6/'2_メイン'!$Z$20),1-$BB$5/P190),0)","v":0},0]
[null,177,null,null,null,null,null,null,null,null,null,null,null,null,null,null,null,{"$f":"IF(H191=\"電算室用\",$AQ$7,IF(AND(N191=\"\",P191=\"\"),\"\",VLOOKUP('11_パッケージ (新設)'!E191,'11_パッケージ (新設)'!$AL$3:$AM$10,2,FALSE)))","v":""},{"$f":"IF(H191=\"電算室用\",\"\",IF(AND(N191=\"\",P191=\"\"),\"\",VLOOKUP('11_パッケージ (新設)'!E191,$AL$3:$AN$10,3,FALSE)))","v":""},null,null,"","","",null,"",null,0,0,"","","","",{"$f":"IFERROR(IF(AND(N191=\"\",P191=\"\"),\"\",IF(M191=\"電気\",(J191*AB191+K191*AC191)*L191/P191,IF(M191=\"都市ガス\",(J191*AB191+K191*AC191)*L191/P191*3.6/'2_メイン'!$AA$20,IF(M191=\"LPG\",(J191*AB191+K191*AC191)*L191/P191*3.6/'2_メイン'!$AC$20)))),0)","v":""},{"$f":"IF(AND(N191=\"\",P191=\"\"),\"\",IF(M191=\"電気\",(J191*AB191+K191*AC191)*L191/IF(N191=\"\",P191,N191),IF(M191=\"都市ガス\",(J191*AB191+K191*AC191)*L191/IF(N191=\"\",P191,N191)*3.6/'2_メイン'!$AA$20,IF(M191=\"LPG\",(J191*AB191+K191*AC191)*L191/IF(N191=\"\",P191,N191)*3.6/'2_メイン'!$AC$20))))","v":""},{"$f":"IFERROR(IF(M191=\"電気\",1-$AZ$4/(N191*3.6/'2_メイン'!$Z$20),1-$BB$4/N191),0)","v":0},{"$f":"IFERROR(IF(M191=\"電気\",1-$AX$7/(P191*3.6/'2_メイン'!$Z$20),1-$AX$7/P191),0)","v":0},"",{"$f":"IFERROR(IF(M191=\"電気\",1-$AZ$5/(P191*3.6/'2_メイン'!$Z$20),1-$BB$5/P191),0)","v":0},0]
[null,178,null,null,null,null,null,null,null,null,null,null,null,null,null,null,null,{"$f":"IF(H192=\"電算室用\",$AQ$7,IF(AND(N192=\"\",P192=\"\"),\"\",VLOOKUP('11_パッケージ (新設)'!E192,'11_パッケージ (新設)'!$AL$3:$AM$10,2,FALSE)))","v":""},{"$f":"IF(H192=\"電算室用\",\"\",IF(AND(N192=\"\",P192=\"\"),\"\",VLOOKUP('11_パッケージ (新設)'!E192,$AL$3:$AN$10,3,FALSE)))","v":""},null,null,"","","",null,"",null,0,0,"","","","",{"$f":"IFERROR(IF(AND(N192=\"\",P192=\"\"),\"\",IF(M192=\"電気\",(J192*AB192+K192*AC192)*L192/P192,IF(M192=\"都市ガス\",(J192*AB192+K192*AC192)*L192/P192*3.6/'2_メイン'!$AA$20,IF(M192=\"LPG\",(J192*AB192+K192*AC192)*L192/P192*3.6/'2_メイン'!$AC$20)))),0)","v":""},{"$f":"IF(AND(N192=\"\",P192=\"\"),\"\",IF(M192=\"電気\",(J192*AB192+K192*AC192)*L192/IF(N192=\"\",P192,N192),IF(M192=\"都市ガス\",(J192*AB192+K192*AC192)*L192/IF(N192=\"\",P192,N192)*3.6/'2_メイン'!$AA$20,IF(M192=\"LPG\",(J192*AB192+K192*AC192)*L192/IF(N192=\"\",P192,N192)*3.6/'2_メイン'!$AC$20))))","v":""},{"$f":"IFERROR(IF(M192=\"電気\",1-$AZ$4/(N192*3.6/'2_メイン'!$Z$20),1-$BB$4/N192),0)","v":0},{"$f":"IFERROR(IF(M192=\"電気\",1-$AX$7/(P192*3.6/'2_メイン'!$Z$20),1-$AX$7/P192),0)","v":0},"",{"$f":"IFERROR(IF(M192=\"電気\",1-$AZ$5/(P192*3.6/'2_メイン'!$Z$20),1-$BB$5/P192),0)","v":0},0]
[null,179,null,null,null,null,null,null,null,null,null,null,null,null,null,null,null,{"$f":"IF(H193=\"電算室用\",$AQ$7,IF(AND(N193=\"\",P193=\"\"),\"\",VLOOKUP('11_パッケージ (新設)'!E193,'11_パッケージ (新設)'!$AL$3:$AM$10,2,FALSE)))","v":""},{"$f":"IF(H193=\"電算室用\",\"\",IF(AND(N193=\"\",P193=\"\"),\"\",VLOOKUP('11_パッケージ (新設)'!E193,$AL$3:$AN$10,3,FALSE)))","v":""},null,null,"","","",null,"",null,0,0,"","","","",{"$f":"IFERROR(IF(AND(N193=\"\",P193=\"\"),\"\",IF(M193=\"電気\",(J193*AB193+K193*AC193)*L193/P193,IF(M193=\"都市ガス\",(J193*AB193+K193*AC193)*L193/P193*3.6/'2_メイン'!$AA$20,IF(M193=\"LPG\",(J193*AB193+K193*AC193)*L193/P193*3.6/'2_メイン'!$AC$20)))),0)","v":""},{"$f":"IF(AND(N193=\"\",P193=\"\"),\"\",IF(M193=\"電気\",(J193*AB193+K193*AC193)*L193/IF(N193=\"\",P193,N193),IF(M193=\"都市ガス\",(J193*AB193+K193*AC193)*L193/IF(N193=\"\",P193,N193)*3.6/'2_メイン'!$AA$20,IF(M193=\"LPG\",(J193*AB193+K193*AC193)*L193/IF(N193=\"\",P193,N193)*3.6/'2_メイン'!$AC$20))))","v":""},{"$f":"IFERROR(IF(M193=\"電気\",1-$AZ$4/(N193*3.6/'2_メイン'!$Z$20),1-$BB$4/N193),0)","v":0},{"$f":"IFERROR(IF(M193=\"電気\",1-$AX$7/(P193*3.6/'2_メイン'!$Z$20),1-$AX$7/P193),0)","v":0},"",{"$f":"IFERROR(IF(M193=\"電気\",1-$AZ$5/(P193*3.6/'2_メイン'!$Z$20),1-$BB$5/P193),0)","v":0},0]
[null,180,null,null,null,null,null,null,null,null,null,null,null,null,null,null,null,{"$f":"IF(H194=\"電算室用\",$AQ$7,IF(AND(N194=\"\",P194=\"\"),\"\",VLOOKUP('11_パッケージ (新設)'!E194,'11_パッケージ (新設)'!$AL$3:$AM$10,2,FALSE)))","v":""},{"$f":"IF(H194=\"電算室用\",\"\",IF(AND(N194=\"\",P194=\"\"),\"\",VLOOKUP('11_パッケージ (新設)'!E194,$AL$3:$AN$10,3,FALSE)))","v":""},null,null,"","","",null,"",null,0,0,"","","","",{"$f":"IFERROR(IF(AND(N194=\"\",P194=\"\"),\"\",IF(M194=\"電気\",(J194*AB194+K194*AC194)*L194/P194,IF(M194=\"都市ガス\",(J194*AB194+K194*AC194)*L194/P194*3.6/'2_メイン'!$AA$20,IF(M194=\"LPG\",(J194*AB194+K194*AC194)*L194/P194*3.6/'2_メイン'!$AC$20)))),0)","v":""},{"$f":"IF(AND(N194=\"\",P194=\"\"),\"\",IF(M194=\"電気\",(J194*AB194+K194*AC194)*L194/IF(N194=\"\",P194,N194),IF(M194=\"都市ガス\",(J194*AB194+K194*AC194)*L194/IF(N194=\"\",P194,N194)*3.6/'2_メイン'!$AA$20,IF(M194=\"LPG\",(J194*AB194+K194*AC194)*L194/IF(N194=\"\",P194,N194)*3.6/'2_メイン'!$AC$20))))","v":""},{"$f":"IFERROR(IF(M194=\"電気\",1-$AZ$4/(N194*3.6/'2_メイン'!$Z$20),1-$BB$4/N194),0)","v":0},{"$f":"IFERROR(IF(M194=\"電気\",1-$AX$7/(P194*3.6/'2_メイン'!$Z$20),1-$AX$7/P194),0)","v":0},"",{"$f":"IFERROR(IF(M194=\"電気\",1-$AZ$5/(P194*3.6/'2_メイン'!$Z$20),1-$BB$5/P194),0)","v":0},0]
[null,181,null,null,null,null,null,null,null,null,null,null,null,null,null,null,null,{"$f":"IF(H195=\"電算室用\",$AQ$7,IF(AND(N195=\"\",P195=\"\"),\"\",VLOOKUP('11_パッケージ (新設)'!E195,'11_パッケージ (新設)'!$AL$3:$AM$10,2,FALSE)))","v":""},{"$f":"IF(H195=\"電算室用\",\"\",IF(AND(N195=\"\",P195=\"\"),\"\",VLOOKUP('11_パッケージ (新設)'!E195,$AL$3:$AN$10,3,FALSE)))","v":""},null,null,"","","",null,"",null,0,0,"","","","",{"$f":"IFERROR(IF(AND(N195=\"\",P195=\"\"),\"\",IF(M195=\"電気\",(J195*AB195+K195*AC195)*L195/P195,IF(M195=\"都市ガス\",(J195*AB195+K195*AC195)*L195/P195*3.6/'2_メイン'!$AA$20,IF(M195=\"LPG\",(J195*AB195+K195*AC195)*L195/P195*3.6/'2_メイン'!$AC$20)))),0)","v":""},{"$f":"IF(AND(N195=\"\",P195=\"\"),\"\",IF(M195=\"電気\",(J195*AB195+K195*AC195)*L195/IF(N195=\"\",P195,N195),IF(M195=\"都市ガス\",(J195*AB195+K195*AC195)*L195/IF(N195=\"\",P195,N195)*3.6/'2_メイン'!$AA$20,IF(M195=\"LPG\",(J195*AB195+K195*AC195)*L195/IF(N195=\"\",P195,N195)*3.6/'2_メイン'!$AC$20))))","v":""},{"$f":"IFERROR(IF(M195=\"電気\",1-$AZ$4/(N195*3.6/'2_メイン'!$Z$20),1-$BB$4/N195),0)","v":0},{"$f":"IFERROR(IF(M195=\"電気\",1-$AX$7/(P195*3.6/'2_メイン'!$Z$20),1-$AX$7/P195),0)","v":0},"",{"$f":"IFERROR(IF(M195=\"電気\",1-$AZ$5/(P195*3.6/'2_メイン'!$Z$20),1-$BB$5/P195),0)","v":0},0]
[null,182,null,null,null,null,null,null,null,null,null,null,null,null,null,null,null,{"$f":"IF(H196=\"電算室用\",$AQ$7,IF(AND(N196=\"\",P196=\"\"),\"\",VLOOKUP('11_パッケージ (新設)'!E196,'11_パッケージ (新設)'!$AL$3:$AM$10,2,FALSE)))","v":""},{"$f":"IF(H196=\"電算室用\",\"\",IF(AND(N196=\"\",P196=\"\"),\"\",VLOOKUP('11_パッケージ (新設)'!E196,$AL$3:$AN$10,3,FALSE)))","v":""},null,null,"","","",null,"",null,0,0,"","","","",{"$f":"IFERROR(IF(AND(N196=\"\",P196=\"\"),\"\",IF(M196=\"電気\",(J196*AB196+K196*AC196)*L196/P196,IF(M196=\"都市ガス\",(J196*AB196+K196*AC196)*L196/P196*3.6/'2_メイン'!$AA$20,IF(M196=\"LPG\",(J196*AB196+K196*AC196)*L196/P196*3.6/'2_メイン'!$AC$20)))),0)","v":""},{"$f":"IF(AND(N196=\"\",P196=\"\"),\"\",IF(M196=\"電気\",(J196*AB196+K196*AC196)*L196/IF(N196=\"\",P196,N196),IF(M196=\"都市ガス\",(J196*AB196+K196*AC196)*L196/IF(N196=\"\",P196,N196)*3.6/'2_メイン'!$AA$20,IF(M196=\"LPG\",(J196*AB196+K196*AC196)*L196/IF(N196=\"\",P196,N196)*3.6/'2_メイン'!$AC$20))))","v":""},{"$f":"IFERROR(IF(M196=\"電気\",1-$AZ$4/(N196*3.6/'2_メイン'!$Z$20),1-$BB$4/N196),0)","v":0},{"$f":"IFERROR(IF(M196=\"電気\",1-$AX$7/(P196*3.6/'2_メイン'!$Z$20),1-$AX$7/P196),0)","v":0},"",{"$f":"IFERROR(IF(M196=\"電気\",1-$AZ$5/(P196*3.6/'2_メイン'!$Z$20),1-$BB$5/P196),0)","v":0},0]
[null,183,null,null,null,null,null,null,null,null,null,null,null,null,null,null,null,{"$f":"IF(H197=\"電算室用\",$AQ$7,IF(AND(N197=\"\",P197=\"\"),\"\",VLOOKUP('11_パッケージ (新設)'!E197,'11_パッケージ (新設)'!$AL$3:$AM$10,2,FALSE)))","v":""},{"$f":"IF(H197=\"電算室用\",\"\",IF(AND(N197=\"\",P197=\"\"),\"\",VLOOKUP('11_パッケージ (新設)'!E197,$AL$3:$AN$10,3,FALSE)))","v":""},null,null,"","","",null,"",null,0,0,"","","","",{"$f":"IFERROR(IF(AND(N197=\"\",P197=\"\"),\"\",IF(M197=\"電気\",(J197*AB197+K197*AC197)*L197/P197,IF(M197=\"都市ガス\",(J197*AB197+K197*AC197)*L197/P197*3.6/'2_メイン'!$AA$20,IF(M197=\"LPG\",(J197*AB197+K197*AC197)*L197/P197*3.6/'2_メイン'!$AC$20)))),0)","v":""},{"$f":"IF(AND(N197=\"\",P197=\"\"),\"\",IF(M197=\"電気\",(J197*AB197+K197*AC197)*L197/IF(N197=\"\",P197,N197),IF(M197=\"都市ガス\",(J197*AB197+K197*AC197)*L197/IF(N197=\"\",P197,N197)*3.6/'2_メイン'!$AA$20,IF(M197=\"LPG\",(J197*AB197+K197*AC197)*L197/IF(N197=\"\",P197,N197)*3.6/'2_メイン'!$AC$20))))","v":""},{"$f":"IFERROR(IF(M197=\"電気\",1-$AZ$4/(N197*3.6/'2_メイン'!$Z$20),1-$BB$4/N197),0)","v":0},{"$f":"IFERROR(IF(M197=\"電気\",1-$AX$7/(P197*3.6/'2_メイン'!$Z$20),1-$AX$7/P197),0)","v":0},"",{"$f":"IFERROR(IF(M197=\"電気\",1-$AZ$5/(P197*3.6/'2_メイン'!$Z$20),1-$BB$5/P197),0)","v":0},0]
[null,184,null,null,null,null,null,null,null,null,null,null,null,null,null,null,null,{"$f":"IF(H198=\"電算室用\",$AQ$7,IF(AND(N198=\"\",P198=\"\"),\"\",VLOOKUP('11_パッケージ (新設)'!E198,'11_パッケージ (新設)'!$AL$3:$AM$10,2,FALSE)))","v":""},{"$f":"IF(H198=\"電算室用\",\"\",IF(AND(N198=\"\",P198=\"\"),\"\",VLOOKUP('11_パッケージ (新設)'!E198,$AL$3:$AN$10,3,FALSE)))","v":""},null,null,"","","",null,"",null,0,0,"","","","",{"$f":"IFERROR(IF(AND(N198=\"\",P198=\"\"),\"\",IF(M198=\"電気\",(J198*AB198+K198*AC198)*L198/P198,IF(M198=\"都市ガス\",(J198*AB198+K198*AC198)*L198/P198*3.6/'2_メイン'!$AA$20,IF(M198=\"LPG\",(J198*AB198+K198*AC198)*L198/P198*3.6/'2_メイン'!$AC$20)))),0)","v":""},{"$f":"IF(AND(N198=\"\",P198=\"\"),\"\",IF(M198=\"電気\",(J198*AB198+K198*AC198)*L198/IF(N198=\"\",P198,N198),IF(M198=\"都市ガス\",(J198*AB198+K198*AC198)*L198/IF(N198=\"\",P198,N198)*3.6/'2_メイン'!$AA$20,IF(M198=\"LPG\",(J198*AB198+K198*AC198)*L198/IF(N198=\"\",P198,N198)*3.6/'2_メイン'!$AC$20))))","v":""},{"$f":"IFERROR(IF(M198=\"電気\",1-$AZ$4/(N198*3.6/'2_メイン'!$Z$20),1-$BB$4/N198),0)","v":0},{"$f":"IFERROR(IF(M198=\"電気\",1-$AX$7/(P198*3.6/'2_メイン'!$Z$20),1-$AX$7/P198),0)","v":0},"",{"$f":"IFERROR(IF(M198=\"電気\",1-$AZ$5/(P198*3.6/'2_メイン'!$Z$20),1-$BB$5/P198),0)","v":0},0]
[null,185,null,null,null,null,null,null,null,null,null,null,null,null,null,null,null,{"$f":"IF(H199=\"電算室用\",$AQ$7,IF(AND(N199=\"\",P199=\"\"),\"\",VLOOKUP('11_パッケージ (新設)'!E199,'11_パッケージ (新設)'!$AL$3:$AM$10,2,FALSE)))","v":""},{"$f":"IF(H199=\"電算室用\",\"\",IF(AND(N199=\"\",P199=\"\"),\"\",VLOOKUP('11_パッケージ (新設)'!E199,$AL$3:$AN$10,3,FALSE)))","v":""},null,null,"","","",null,"",null,0,0,"","","","",{"$f":"IFERROR(IF(AND(N199=\"\",P199=\"\"),\"\",IF(M199=\"電気\",(J199*AB199+K199*AC199)*L199/P199,IF(M199=\"都市ガス\",(J199*AB199+K199*AC199)*L199/P199*3.6/'2_メイン'!$AA$20,IF(M199=\"LPG\",(J199*AB199+K199*AC199)*L199/P199*3.6/'2_メイン'!$AC$20)))),0)","v":""},{"$f":"IF(AND(N199=\"\",P199=\"\"),\"\",IF(M199=\"電気\",(J199*AB199+K199*AC199)*L199/IF(N199=\"\",P199,N199),IF(M199=\"都市ガス\",(J199*AB199+K199*AC199)*L199/IF(N199=\"\",P199,N199)*3.6/'2_メイン'!$AA$20,IF(M199=\"LPG\",(J199*AB199+K199*AC199)*L199/IF(N199=\"\",P199,N199)*3.6/'2_メイン'!$AC$20))))","v":""},{"$f":"IFERROR(IF(M199=\"電気\",1-$AZ$4/(N199*3.6/'2_メイン'!$Z$20),1-$BB$4/N199),0)","v":0},{"$f":"IFERROR(IF(M199=\"電気\",1-$AX$7/(P199*3.6/'2_メイン'!$Z$20),1-$AX$7/P199),0)","v":0},"",{"$f":"IFERROR(IF(M199=\"電気\",1-$AZ$5/(P199*3.6/'2_メイン'!$Z$20),1-$BB$5/P199),0)","v":0},0]
[null,186,null,null,null,null,null,null,null,null,null,null,null,null,null,null,null,{"$f":"IF(H200=\"電算室用\",$AQ$7,IF(AND(N200=\"\",P200=\"\"),\"\",VLOOKUP('11_パッケージ (新設)'!E200,'11_パッケージ (新設)'!$AL$3:$AM$10,2,FALSE)))","v":""},{"$f":"IF(H200=\"電算室用\",\"\",IF(AND(N200=\"\",P200=\"\"),\"\",VLOOKUP('11_パッケージ (新設)'!E200,$AL$3:$AN$10,3,FALSE)))","v":""},null,null,"","","",null,"",null,0,0,"","","","",{"$f":"IFERROR(IF(AND(N200=\"\",P200=\"\"),\"\",IF(M200=\"電気\",(J200*AB200+K200*AC200)*L200/P200,IF(M200=\"都市ガス\",(J200*AB200+K200*AC200)*L200/P200*3.6/'2_メイン'!$AA$20,IF(M200=\"LPG\",(J200*AB200+K200*AC200)*L200/P200*3.6/'2_メイン'!$AC$20)))),0)","v":""},{"$f":"IF(AND(N200=\"\",P200=\"\"),\"\",IF(M200=\"電気\",(J200*AB200+K200*AC200)*L200/IF(N200=\"\",P200,N200),IF(M200=\"都市ガス\",(J200*AB200+K200*AC200)*L200/IF(N200=\"\",P200,N200)*3.6/'2_メイン'!$AA$20,IF(M200=\"LPG\",(J200*AB200+K200*AC200)*L200/IF(N200=\"\",P200,N200)*3.6/'2_メイン'!$AC$20))))","v":""},{"$f":"IFERROR(IF(M200=\"電気\",1-$AZ$4/(N200*3.6/'2_メイン'!$Z$20),1-$BB$4/N200),0)","v":0},{"$f":"IFERROR(IF(M200=\"電気\",1-$AX$7/(P200*3.6/'2_メイン'!$Z$20),1-$AX$7/P200),0)","v":0},"",{"$f":"IFERROR(IF(M200=\"電気\",1-$AZ$5/(P200*3.6/'2_メイン'!$Z$20),1-$BB$5/P200),0)","v":0},0]
[null,187,null,null,null,null,null,null,null,null,null,null,null,null,null,null,null,{"$f":"IF(H201=\"電算室用\",$AQ$7,IF(AND(N201=\"\",P201=\"\"),\"\",VLOOKUP('11_パッケージ (新設)'!E201,'11_パッケージ (新設)'!$AL$3:$AM$10,2,FALSE)))","v":""},{"$f":"IF(H201=\"電算室用\",\"\",IF(AND(N201=\"\",P201=\"\"),\"\",VLOOKUP('11_パッケージ (新設)'!E201,$AL$3:$AN$10,3,FALSE)))","v":""},null,null,"","","",null,"",null,0,0,"","","","",{"$f":"IFERROR(IF(AND(N201=\"\",P201=\"\"),\"\",IF(M201=\"電気\",(J201*AB201+K201*AC201)*L201/P201,IF(M201=\"都市ガス\",(J201*AB201+K201*AC201)*L201/P201*3.6/'2_メイン'!$AA$20,IF(M201=\"LPG\",(J201*AB201+K201*AC201)*L201/P201*3.6/'2_メイン'!$AC$20)))),0)","v":""},{"$f":"IF(AND(N201=\"\",P201=\"\"),\"\",IF(M201=\"電気\",(J201*AB201+K201*AC201)*L201/IF(N201=\"\",P201,N201),IF(M201=\"都市ガス\",(J201*AB201+K201*AC201)*L201/IF(N201=\"\",P201,N201)*3.6/'2_メイン'!$AA$20,IF(M201=\"LPG\",(J201*AB201+K201*AC201)*L201/IF(N201=\"\",P201,N201)*3.6/'2_メイン'!$AC$20))))","v":""},{"$f":"IFERROR(IF(M201=\"電気\",1-$AZ$4/(N201*3.6/'2_メイン'!$Z$20),1-$BB$4/N201),0)","v":0},{"$f":"IFERROR(IF(M201=\"電気\",1-$AX$7/(P201*3.6/'2_メイン'!$Z$20),1-$AX$7/P201),0)","v":0},"",{"$f":"IFERROR(IF(M201=\"電気\",1-$AZ$5/(P201*3.6/'2_メイン'!$Z$20),1-$BB$5/P201),0)","v":0},0]
[null,188,null,null,null,null,null,null,null,null,null,null,null,null,null,null,null,{"$f":"IF(H202=\"電算室用\",$AQ$7,IF(AND(N202=\"\",P202=\"\"),\"\",VLOOKUP('11_パッケージ (新設)'!E202,'11_パッケージ (新設)'!$AL$3:$AM$10,2,FALSE)))","v":""},{"$f":"IF(H202=\"電算室用\",\"\",IF(AND(N202=\"\",P202=\"\"),\"\",VLOOKUP('11_パッケージ (新設)'!E202,$AL$3:$AN$10,3,FALSE)))","v":""},null,null,{"$f":"IF(AND(N202=\"\",P202=\"\"),\"\",IF(H202=\"電算室用\",AH202,AI202))","v":""},{"$f":"IF(M202=\"\",\"\",IF(M202=\"電気\",\"kWh/年\",IF(M202=\"都市ガス\",\"Nm3/年\",\"kg/年\")))","v":""},"",null,"",null,0,0,"",{"$f":"IF(V202=\"\",\"\",IF(H202=\"電算室用\",AH202/(1-AD202),AI202)/(1-AD202))","v":""},{"$f":"IF(M202=\"\",\"\",IF(M202=\"電気\",\"kWh/年\",IF(M202=\"都市ガス\",\"Nm3/年\",\"kg/年\")))","v":""},"",{"$f":"IFERROR(IF(AND(N202=\"\",P202=\"\"),\"\",IF(M202=\"電気\",(J202*AB202+K202*AC202)*L202/P202,IF(M202=\"都市ガス\",(J202*AB202+K202*AC202)*L202/P202*3.6/'2_メイン'!$AA$20,IF(M202=\"LPG\",(J202*AB202+K202*AC202)*L202/P202*3.6/'2_メイン'!$AC$20)))),0)","v":""},{"$f":"IF(AND(N202=\"\",P202=\"\"),\"\",IF(M202=\"電気\",(J202*AB202+K202*AC202)*L202/IF(N202=\"\",P202,N202),IF(M202=\"都市ガス\",(J202*AB202+K202*AC202)*L202/IF(N202=\"\",P202,N202)*3.6/'2_メイン'!$AA$20,IF(M202=\"LPG\",(J202*AB202+K202*AC202)*L202/IF(N202=\"\",P202,N202)*3.6/'2_メイン'!$AC$20))))","v":""},{"$f":"IFERROR(IF(M202=\"電気\",1-$AZ$4/(N202*3.6/'2_メイン'!$Z$20),1-$BB$4/N202),0)","v":0},{"$f":"IFERROR(IF(M202=\"電気\",1-$AX$7/(P202*3.6/'2_メイン'!$Z$20),1-$AX$7/P202),0)","v":0},"",{"$f":"IFERROR(IF(M202=\"電気\",1-$AZ$5/(P202*3.6/'2_メイン'!$Z$20),1-$BB$5/P202),0)","v":0},0]
[null,189,null,null,null,null,null,null,null,null,null,null,null,null,null,null,null,{"$f":"IF(H203=\"電算室用\",$AQ$7,IF(AND(N203=\"\",P203=\"\"),\"\",VLOOKUP('11_パッケージ (新設)'!E203,'11_パッケージ (新設)'!$AL$3:$AM$10,2,FALSE)))","v":""},{"$f":"IF(H203=\"電算室用\",\"\",IF(AND(N203=\"\",P203=\"\"),\"\",VLOOKUP('11_パッケージ (新設)'!E203,$AL$3:$AN$10,3,FALSE)))","v":""},null,null,"","","",null,"",null,0,0,"","","","",{"$f":"IFERROR(IF(AND(N203=\"\",P203=\"\"),\"\",IF(M203=\"電気\",(J203*AB203+K203*AC203)*L203/P203,IF(M203=\"都市ガス\",(J203*AB203+K203*AC203)*L203/P203*3.6/'2_メイン'!$AA$20,IF(M203=\"LPG\",(J203*AB203+K203*AC203)*L203/P203*3.6/'2_メイン'!$AC$20)))),0)","v":""},{"$f":"IF(AND(N203=\"\",P203=\"\"),\"\",IF(M203=\"電気\",(J203*AB203+K203*AC203)*L203/IF(N203=\"\",P203,N203),IF(M203=\"都市ガス\",(J203*AB203+K203*AC203)*L203/IF(N203=\"\",P203,N203)*3.6/'2_メイン'!$AA$20,IF(M203=\"LPG\",(J203*AB203+K203*AC203)*L203/IF(N203=\"\",P203,N203)*3.6/'2_メイン'!$AC$20))))","v":""},{"$f":"IFERROR(IF(M203=\"電気\",1-$AZ$4/(N203*3.6/'2_メイン'!$Z$20),1-$BB$4/N203),0)","v":0},{"$f":"IFERROR(IF(M203=\"電気\",1-$AX$7/(P203*3.6/'2_メイン'!$Z$20),1-$AX$7/P203),0)","v":0},"",{"$f":"IFERROR(IF(M203=\"電気\",1-$AZ$5/(P203*3.6/'2_メイン'!$Z$20),1-$BB$5/P203),0)","v":0},0]
[null,190,null,null,null,null,null,null,null,null,null,null,null,null,null,null,null,{"$f":"IF(H204=\"電算室用\",$AQ$7,IF(AND(N204=\"\",P204=\"\"),\"\",VLOOKUP('11_パッケージ (新設)'!E204,'11_パッケージ (新設)'!$AL$3:$AM$10,2,FALSE)))","v":""},{"$f":"IF(H204=\"電算室用\",\"\",IF(AND(N204=\"\",P204=\"\"),\"\",VLOOKUP('11_パッケージ (新設)'!E204,$AL$3:$AN$10,3,FALSE)))","v":""},null,null,"","","",null,"",null,0,0,"","","","",{"$f":"IFERROR(IF(AND(N204=\"\",P204=\"\"),\"\",IF(M204=\"電気\",(J204*AB204+K204*AC204)*L204/P204,IF(M204=\"都市ガス\",(J204*AB204+K204*AC204)*L204/P204*3.6/'2_メイン'!$AA$20,IF(M204=\"LPG\",(J204*AB204+K204*AC204)*L204/P204*3.6/'2_メイン'!$AC$20)))),0)","v":""},{"$f":"IF(AND(N204=\"\",P204=\"\"),\"\",IF(M204=\"電気\",(J204*AB204+K204*AC204)*L204/IF(N204=\"\",P204,N204),IF(M204=\"都市ガス\",(J204*AB204+K204*AC204)*L204/IF(N204=\"\",P204,N204)*3.6/'2_メイン'!$AA$20,IF(M204=\"LPG\",(J204*AB204+K204*AC204)*L204/IF(N204=\"\",P204,N204)*3.6/'2_メイン'!$AC$20))))","v":""},{"$f":"IFERROR(IF(M204=\"電気\",1-$AZ$4/(N204*3.6/'2_メイン'!$Z$20),1-$BB$4/N204),0)","v":0},{"$f":"IFERROR(IF(M204=\"電気\",1-$AX$7/(P204*3.6/'2_メイン'!$Z$20),1-$AX$7/P204),0)","v":0},"",{"$f":"IFERROR(IF(M204=\"電気\",1-$AZ$5/(P204*3.6/'2_メイン'!$Z$20),1-$BB$5/P204),0)","v":0},0]
[null,191,null,null,null,null,null,null,null,null,null,null,null,null,null,null,null,{"$f":"IF(H205=\"電算室用\",$AQ$7,IF(AND(N205=\"\",P205=\"\"),\"\",VLOOKUP('11_パッケージ (新設)'!E205,'11_パッケージ (新設)'!$AL$3:$AM$10,2,FALSE)))","v":""},{"$f":"IF(H205=\"電算室用\",\"\",IF(AND(N205=\"\",P205=\"\"),\"\",VLOOKUP('11_パッケージ (新設)'!E205,$AL$3:$AN$10,3,FALSE)))","v":""},null,null,"","","",null,"",null,0,0,"","","","",{"$f":"IFERROR(IF(AND(N205=\"\",P205=\"\"),\"\",IF(M205=\"電気\",(J205*AB205+K205*AC205)*L205/P205,IF(M205=\"都市ガス\",(J205*AB205+K205*AC205)*L205/P205*3.6/'2_メイン'!$AA$20,IF(M205=\"LPG\",(J205*AB205+K205*AC205)*L205/P205*3.6/'2_メイン'!$AC$20)))),0)","v":""},{"$f":"IF(AND(N205=\"\",P205=\"\"),\"\",IF(M205=\"電気\",(J205*AB205+K205*AC205)*L205/IF(N205=\"\",P205,N205),IF(M205=\"都市ガス\",(J205*AB205+K205*AC205)*L205/IF(N205=\"\",P205,N205)*3.6/'2_メイン'!$AA$20,IF(M205=\"LPG\",(J205*AB205+K205*AC205)*L205/IF(N205=\"\",P205,N205)*3.6/'2_メイン'!$AC$20))))","v":""},{"$f":"IFERROR(IF(M205=\"電気\",1-$AZ$4/(N205*3.6/'2_メイン'!$Z$20),1-$BB$4/N205),0)","v":0},{"$f":"IFERROR(IF(M205=\"電気\",1-$AX$7/(P205*3.6/'2_メイン'!$Z$20),1-$AX$7/P205),0)","v":0},"",{"$f":"IFERROR(IF(M205=\"電気\",1-$AZ$5/(P205*3.6/'2_メイン'!$Z$20),1-$BB$5/P205),0)","v":0},0]
[null,192,null,null,null,null,null,null,null,null,null,null,null,null,null,null,null,{"$f":"IF(H206=\"電算室用\",$AQ$7,IF(AND(N206=\"\",P206=\"\"),\"\",VLOOKUP('11_パッケージ (新設)'!E206,'11_パッケージ (新設)'!$AL$3:$AM$10,2,FALSE)))","v":""},{"$f":"IF(H206=\"電算室用\",\"\",IF(AND(N206=\"\",P206=\"\"),\"\",VLOOKUP('11_パッケージ (新設)'!E206,$AL$3:$AN$10,3,FALSE)))","v":""},null,null,"","","",null,"",null,0,0,"","","","",{"$f":"IFERROR(IF(AND(N206=\"\",P206=\"\"),\"\",IF(M206=\"電気\",(J206*AB206+K206*AC206)*L206/P206,IF(M206=\"都市ガス\",(J206*AB206+K206*AC206)*L206/P206*3.6/'2_メイン'!$AA$20,IF(M206=\"LPG\",(J206*AB206+K206*AC206)*L206/P206*3.6/'2_メイン'!$AC$20)))),0)","v":""},{"$f":"IF(AND(N206=\"\",P206=\"\"),\"\",IF(M206=\"電気\",(J206*AB206+K206*AC206)*L206/IF(N206=\"\",P206,N206),IF(M206=\"都市ガス\",(J206*AB206+K206*AC206)*L206/IF(N206=\"\",P206,N206)*3.6/'2_メイン'!$AA$20,IF(M206=\"LPG\",(J206*AB206+K206*AC206)*L206/IF(N206=\"\",P206,N206)*3.6/'2_メイン'!$AC$20))))","v":""},{"$f":"IFERROR(IF(M206=\"電気\",1-$AZ$4/(N206*3.6/'2_メイン'!$Z$20),1-$BB$4/N206),0)","v":0},{"$f":"IFERROR(IF(M206=\"電気\",1-$AX$7/(P206*3.6/'2_メイン'!$Z$20),1-$AX$7/P206),0)","v":0},"",{"$f":"IFERROR(IF(M206=\"電気\",1-$AZ$5/(P206*3.6/'2_メイン'!$Z$20),1-$BB$5/P206),0)","v":0},0]
[null,193,null,null,null,null,null,null,null,null,null,null,null,null,null,null,null,{"$f":"IF(H207=\"電算室用\",$AQ$7,IF(AND(N207=\"\",P207=\"\"),\"\",VLOOKUP('11_パッケージ (新設)'!E207,'11_パッケージ (新設)'!$AL$3:$AM$10,2,FALSE)))","v":""},{"$f":"IF(H207=\"電算室用\",\"\",IF(AND(N207=\"\",P207=\"\"),\"\",VLOOKUP('11_パッケージ (新設)'!E207,$AL$3:$AN$10,3,FALSE)))","v":""},null,null,"","",{"$f":"IF(V207=\"\",\"\",V207*HLOOKUP(M207,$AQ$2:$AS$4,3,FALSE)/1000)","v":""},null,{"$f":"IF(V207=\"\",\"\",V207*HLOOKUP(M207,$AQ$2:$AS$4,2,FALSE))","v":""},null,{"$f":"IFERROR(IF(H207=\"電算室用\",IF(T207=\"\",$AQ$6,$AQ$6*T207/R207),IF(T207=\"\",R207,T207)/R207*VLOOKUP(E207,$AL$3:$AP$10,4,FALSE)),0)","v":0},{"$f":"IFERROR(IF(H207=\"電算室用\",0,IF(U207=\"\",S207,U207)/S207*VLOOKUP(E207,$AL$3:$AP$10,5,FALSE)),0)","v":0},"","","",{"$f":"IF(AND(N207=\"\",P207=\"\"),\"\",AE207*HLOOKUP(M207,$AQ$2:$AS$4,3,FALSE)/1000)","v":""},{"$f":"IFERROR(IF(AND(N207=\"\",P207=\"\"),\"\",IF(M207=\"電気\",(J207*AB207+K207*AC207)*L207/P207,IF(M207=\"都市ガス\",(J207*AB207+K207*AC207)*L207/P207*3.6/'2_メイン'!$AA$20,IF(M207=\"LPG\",(J207*AB207+K207*AC207)*L207/P207*3.6/'2_メイン'!$AC$20)))),0)","v":""},{"$f":"IF(AND(N207=\"\",P207=\"\"),\"\",IF(M207=\"電気\",(J207*AB207+K207*AC207)*L207/IF(N207=\"\",P207,N207),IF(M207=\"都市ガス\",(J207*AB207+K207*AC207)*L207/IF(N207=\"\",P207,N207)*3.6/'2_メイン'!$AA$20,IF(M207=\"LPG\",(J207*AB207+K207*AC207)*L207/IF(N207=\"\",P207,N207)*3.6/'2_メイン'!$AC$20))))","v":""},{"$f":"IFERROR(IF(M207=\"電気\",1-$AZ$4/(N207*3.6/'2_メイン'!$Z$20),1-$BB$4/N207),0)","v":0},{"$f":"IFERROR(IF(M207=\"電気\",1-$AX$7/(P207*3.6/'2_メイン'!$Z$20),1-$AX$7/P207),0)","v":0},"",{"$f":"IFERROR(IF(M207=\"電気\",1-$AZ$5/(P207*3.6/'2_メイン'!$Z$20),1-$BB$5/P207),0)","v":0},0]
[null,194,null,null,null,null,null,null,null,null,null,null,null,null,null,null,null,{"$f":"IF(H208=\"電算室用\",$AQ$7,IF(AND(N208=\"\",P208=\"\"),\"\",VLOOKUP('11_パッケージ (新設)'!E208,'11_パッケージ (新設)'!$AL$3:$AM$10,2,FALSE)))","v":""},{"$f":"IF(H208=\"電算室用\",\"\",IF(AND(N208=\"\",P208=\"\"),\"\",VLOOKUP('11_パッケージ (新設)'!E208,$AL$3:$AN$10,3,FALSE)))","v":""},null,null,"","","",null,"",null,0,0,{"$f":"IF(M208=\"\",\"\",IF(H208=\"電算室用\",AK208,AN208))","v":""},"","","",{"$f":"IFERROR(IF(AND(N208=\"\",P208=\"\"),\"\",IF(M208=\"電気\",(J208*AB208+K208*AC208)*L208/P208,IF(M208=\"都市ガス\",(J208*AB208+K208*AC208)*L208/P208*3.6/'2_メイン'!$AA$20,IF(M208=\"LPG\",(J208*AB208+K208*AC208)*L208/P208*3.6/'2_メイン'!$AC$20)))),0)","v":""},{"$f":"IF(AND(N208=\"\",P208=\"\"),\"\",IF(M208=\"電気\",(J208*AB208+K208*AC208)*L208/IF(N208=\"\",P208,N208),IF(M208=\"都市ガス\",(J208*AB208+K208*AC208)*L208/IF(N208=\"\",P208,N208)*3.6/'2_メイン'!$AA$20,IF(M208=\"LPG\",(J208*AB208+K208*AC208)*L208/IF(N208=\"\",P208,N208)*3.6/'2_メイン'!$AC$20))))","v":""},{"$f":"IFERROR(IF(M208=\"電気\",1-$AZ$4/(N208*3.6/'2_メイン'!$Z$20),1-$BB$4/N208),0)","v":0},{"$f":"IFERROR(IF(M208=\"電気\",1-$AX$7/(P208*3.6/'2_メイン'!$Z$20),1-$AX$7/P208),0)","v":0},{"$f":"IF(OR(J208=\"\",L208=\"\"),\"\",J208*L208)","v":""},{"$f":"IFERROR(IF(M208=\"電気\",1-$AZ$5/(P208*3.6/'2_メイン'!$Z$20),1-$BB$5/P208),0)","v":0},{"$f":"IF(N208=\"\",AM208,AJ208)","v":0}]
[null,195,null,null,null,null,null,null,null,null,null,null,null,null,null,null,null,{"$f":"IF(H209=\"電算室用\",$AQ$7,IF(AND(N209=\"\",P209=\"\"),\"\",VLOOKUP('11_パッケージ (新設)'!E209,'11_パッケージ (新設)'!$AL$3:$AM$10,2,FALSE)))","v":""},{"$f":"IF(H209=\"電算室用\",\"\",IF(AND(N209=\"\",P209=\"\"),\"\",VLOOKUP('11_パッケージ (新設)'!E209,$AL$3:$AN$10,3,FALSE)))","v":""},null,null,"","","",null,"",null,0,0,"","","","",{"$f":"IFERROR(IF(AND(N209=\"\",P209=\"\"),\"\",IF(M209=\"電気\",(J209*AB209+K209*AC209)*L209/P209,IF(M209=\"都市ガス\",(J209*AB209+K209*AC209)*L209/P209*3.6/'2_メイン'!$AA$20,IF(M209=\"LPG\",(J209*AB209+K209*AC209)*L209/P209*3.6/'2_メイン'!$AC$20)))),0)","v":""},{"$f":"IF(AND(N209=\"\",P209=\"\"),\"\",IF(M209=\"電気\",(J209*AB209+K209*AC209)*L209/IF(N209=\"\",P209,N209),IF(M209=\"都市ガス\",(J209*AB209+K209*AC209)*L209/IF(N209=\"\",P209,N209)*3.6/'2_メイン'!$AA$20,IF(M209=\"LPG\",(J209*AB209+K209*AC209)*L209/IF(N209=\"\",P209,N209)*3.6/'2_メイン'!$AC$20))))","v":""},{"$f":"IFERROR(IF(M209=\"電気\",1-$AZ$4/(N209*3.6/'2_メイン'!$Z$20),1-$BB$4/N209),0)","v":0},{"$f":"IFERROR(IF(M209=\"電気\",1-$AX$7/(P209*3.6/'2_メイン'!$Z$20),1-$AX$7/P209),0)","v":0},"",{"$f":"IFERROR(IF(M209=\"電気\",1-$AZ$5/(P209*3.6/'2_メイン'!$Z$20),1-$BB$5/P209),0)","v":0},0]
[null,196,null,null,null,null,null,null,null,null,null,null,null,null,null,null,null,{"$f":"IF(H210=\"電算室用\",$AQ$7,IF(AND(N210=\"\",P210=\"\"),\"\",VLOOKUP('11_パッケージ (新設)'!E210,'11_パッケージ (新設)'!$AL$3:$AM$10,2,FALSE)))","v":""},{"$f":"IF(H210=\"電算室用\",\"\",IF(AND(N210=\"\",P210=\"\"),\"\",VLOOKUP('11_パッケージ (新設)'!E210,$AL$3:$AN$10,3,FALSE)))","v":""},null,null,"","","",null,"",null,0,0,"","","","",{"$f":"IFERROR(IF(AND(N210=\"\",P210=\"\"),\"\",IF(M210=\"電気\",(J210*AB210+K210*AC210)*L210/P210,IF(M210=\"都市ガス\",(J210*AB210+K210*AC210)*L210/P210*3.6/'2_メイン'!$AA$20,IF(M210=\"LPG\",(J210*AB210+K210*AC210)*L210/P210*3.6/'2_メイン'!$AC$20)))),0)","v":""},{"$f":"IF(AND(N210=\"\",P210=\"\"),\"\",IF(M210=\"電気\",(J210*AB210+K210*AC210)*L210/IF(N210=\"\",P210,N210),IF(M210=\"都市ガス\",(J210*AB210+K210*AC210)*L210/IF(N210=\"\",P210,N210)*3.6/'2_メイン'!$AA$20,IF(M210=\"LPG\",(J210*AB210+K210*AC210)*L210/IF(N210=\"\",P210,N210)*3.6/'2_メイン'!$AC$20))))","v":""},{"$f":"IFERROR(IF(M210=\"電気\",1-$AZ$4/(N210*3.6/'2_メイン'!$Z$20),1-$BB$4/N210),0)","v":0},{"$f":"IFERROR(IF(M210=\"電気\",1-$AX$7/(P210*3.6/'2_メイン'!$Z$20),1-$AX$7/P210),0)","v":0},"",{"$f":"IFERROR(IF(M210=\"電気\",1-$AZ$5/(P210*3.6/'2_メイン'!$Z$20),1-$BB$5/P210),0)","v":0},0]
[null,197,null,null,null,null,null,null,null,null,null,null,null,null,null,null,null,{"$f":"IF(H211=\"電算室用\",$AQ$7,IF(AND(N211=\"\",P211=\"\"),\"\",VLOOKUP('11_パッケージ (新設)'!E211,'11_パッケージ (新設)'!$AL$3:$AM$10,2,FALSE)))","v":""},{"$f":"IF(H211=\"電算室用\",\"\",IF(AND(N211=\"\",P211=\"\"),\"\",VLOOKUP('11_パッケージ (新設)'!E211,$AL$3:$AN$10,3,FALSE)))","v":""},null,null,"","","",null,"",null,0,0,"","","","",{"$f":"IFERROR(IF(AND(N211=\"\",P211=\"\"),\"\",IF(M211=\"電気\",(J211*AB211+K211*AC211)*L211/P211,IF(M211=\"都市ガス\",(J211*AB211+K211*AC211)*L211/P211*3.6/'2_メイン'!$AA$20,IF(M211=\"LPG\",(J211*AB211+K211*AC211)*L211/P211*3.6/'2_メイン'!$AC$20)))),0)","v":""},{"$f":"IF(AND(N211=\"\",P211=\"\"),\"\",IF(M211=\"電気\",(J211*AB211+K211*AC211)*L211/IF(N211=\"\",P211,N211),IF(M211=\"都市ガス\",(J211*AB211+K211*AC211)*L211/IF(N211=\"\",P211,N211)*3.6/'2_メイン'!$AA$20,IF(M211=\"LPG\",(J211*AB211+K211*AC211)*L211/IF(N211=\"\",P211,N211)*3.6/'2_メイン'!$AC$20))))","v":""},{"$f":"IFERROR(IF(M211=\"電気\",1-$AZ$4/(N211*3.6/'2_メイン'!$Z$20),1-$BB$4/N211),0)","v":0},{"$f":"IFERROR(IF(M211=\"電気\",1-$AX$7/(P211*3.6/'2_メイン'!$Z$20),1-$AX$7/P211),0)","v":0},"",{"$f":"IFERROR(IF(M211=\"電気\",1-$AZ$5/(P211*3.6/'2_メイン'!$Z$20),1-$BB$5/P211),0)","v":0},0]
[null,198,null,null,null,null,null,null,null,null,null,null,null,null,null,null,null,{"$f":"IF(H212=\"電算室用\",$AQ$7,IF(AND(N212=\"\",P212=\"\"),\"\",VLOOKUP('11_パッケージ (新設)'!E212,'11_パッケージ (新設)'!$AL$3:$AM$10,2,FALSE)))","v":""},{"$f":"IF(H212=\"電算室用\",\"\",IF(AND(N212=\"\",P212=\"\"),\"\",VLOOKUP('11_パッケージ (新設)'!E212,$AL$3:$AN$10,3,FALSE)))","v":""},null,null,"","","",null,"",null,0,0,"","","","",{"$f":"IFERROR(IF(AND(N212=\"\",P212=\"\"),\"\",IF(M212=\"電気\",(J212*AB212+K212*AC212)*L212/P212,IF(M212=\"都市ガス\",(J212*AB212+K212*AC212)*L212/P212*3.6/'2_メイン'!$AA$20,IF(M212=\"LPG\",(J212*AB212+K212*AC212)*L212/P212*3.6/'2_メイン'!$AC$20)))),0)","v":""},{"$f":"IF(AND(N212=\"\",P212=\"\"),\"\",IF(M212=\"電気\",(J212*AB212+K212*AC212)*L212/IF(N212=\"\",P212,N212),IF(M212=\"都市ガス\",(J212*AB212+K212*AC212)*L212/IF(N212=\"\",P212,N212)*3.6/'2_メイン'!$AA$20,IF(M212=\"LPG\",(J212*AB212+K212*AC212)*L212/IF(N212=\"\",P212,N212)*3.6/'2_メイン'!$AC$20))))","v":""},{"$f":"IFERROR(IF(M212=\"電気\",1-$AZ$4/(N212*3.6/'2_メイン'!$Z$20),1-$BB$4/N212),0)","v":0},{"$f":"IFERROR(IF(M212=\"電気\",1-$AX$7/(P212*3.6/'2_メイン'!$Z$20),1-$AX$7/P212),0)","v":0},"",{"$f":"IFERROR(IF(M212=\"電気\",1-$AZ$5/(P212*3.6/'2_メイン'!$Z$20),1-$BB$5/P212),0)","v":0},0]
[null,199,null,null,null,null,null,null,null,null,null,null,null,null,null,null,null,{"$f":"IF(H213=\"電算室用\",$AQ$7,IF(AND(N213=\"\",P213=\"\"),\"\",VLOOKUP('11_パッケージ (新設)'!E213,'11_パッケージ (新設)'!$AL$3:$AM$10,2,FALSE)))","v":""},{"$f":"IF(H213=\"電算室用\",\"\",IF(AND(N213=\"\",P213=\"\"),\"\",VLOOKUP('11_パッケージ (新設)'!E213,$AL$3:$AN$10,3,FALSE)))","v":""},null,null,"","","",null,"",null,0,0,"","","","",{"$f":"IFERROR(IF(AND(N213=\"\",P213=\"\"),\"\",IF(M213=\"電気\",(J213*AB213+K213*AC213)*L213/P213,IF(M213=\"都市ガス\",(J213*AB213+K213*AC213)*L213/P213*3.6/'2_メイン'!$AA$20,IF(M213=\"LPG\",(J213*AB213+K213*AC213)*L213/P213*3.6/'2_メイン'!$AC$20)))),0)","v":""},{"$f":"IF(AND(N213=\"\",P213=\"\"),\"\",IF(M213=\"電気\",(J213*AB213+K213*AC213)*L213/IF(N213=\"\",P213,N213),IF(M213=\"都市ガス\",(J213*AB213+K213*AC213)*L213/IF(N213=\"\",P213,N213)*3.6/'2_メイン'!$AA$20,IF(M213=\"LPG\",(J213*AB213+K213*AC213)*L213/IF(N213=\"\",P213,N213)*3.6/'2_メイン'!$AC$20))))","v":""},{"$f":"IFERROR(IF(M213=\"電気\",1-$AZ$4/(N213*3.6/'2_メイン'!$Z$20),1-$BB$4/N213),0)","v":0},{"$f":"IFERROR(IF(M213=\"電気\",1-$AX$7/(P213*3.6/'2_メイン'!$Z$20),1-$AX$7/P213),0)","v":0},"",{"$f":"IFERROR(IF(M213=\"電気\",1-$AZ$5/(P213*3.6/'2_メイン'!$Z$20),1-$BB$5/P213),0)","v":0},0]
[null,200,null,null,null,null,null,null,null,null,null,null,null,null,null,null,null,{"$f":"IF(H214=\"電算室用\",$AQ$7,IF(AND(N214=\"\",P214=\"\"),\"\",VLOOKUP('11_パッケージ (新設)'!E214,'11_パッケージ (新設)'!$AL$3:$AM$10,2,FALSE)))","v":""},{"$f":"IF(H214=\"電算室用\",\"\",IF(AND(N214=\"\",P214=\"\"),\"\",VLOOKUP('11_パッケージ (新設)'!E214,$AL$3:$AN$10,3,FALSE)))","v":""},null,null,"","","",null,"",null,0,0,"","","","",{"$f":"IFERROR(IF(AND(N214=\"\",P214=\"\"),\"\",IF(M214=\"電気\",(J214*AB214+K214*AC214)*L214/P214,IF(M214=\"都市ガス\",(J214*AB214+K214*AC214)*L214/P214*3.6/'2_メイン'!$AA$20,IF(M214=\"LPG\",(J214*AB214+K214*AC214)*L214/P214*3.6/'2_メイン'!$AC$20)))),0)","v":""},{"$f":"IF(AND(N214=\"\",P214=\"\"),\"\",IF(M214=\"電気\",(J214*AB214+K214*AC214)*L214/IF(N214=\"\",P214,N214),IF(M214=\"都市ガス\",(J214*AB214+K214*AC214)*L214/IF(N214=\"\",P214,N214)*3.6/'2_メイン'!$AA$20,IF(M214=\"LPG\",(J214*AB214+K214*AC214)*L214/IF(N214=\"\",P214,N214)*3.6/'2_メイン'!$AC$20))))","v":""},{"$f":"IFERROR(IF(M214=\"電気\",1-$AZ$4/(N214*3.6/'2_メイン'!$Z$20),1-$BB$4/N214),0)","v":0},{"$f":"IFERROR(IF(M214=\"電気\",1-$AX$7/(P214*3.6/'2_メイン'!$Z$20),1-$AX$7/P214),0)","v":0},"",{"$f":"IFERROR(IF(M214=\"電気\",1-$AZ$5/(P214*3.6/'2_メイン'!$Z$20),1-$BB$5/P214),0)","v":0},0]
[null,201,null,null,null,null,null,null,null,null,null,null,null,null,null,null,null,{"$f":"IF(H215=\"電算室用\",$AQ$7,IF(AND(N215=\"\",P215=\"\"),\"\",VLOOKUP('11_パッケージ (新設)'!E215,'11_パッケージ (新設)'!$AL$3:$AM$10,2,FALSE)))","v":""},{"$f":"IF(H215=\"電算室用\",\"\",IF(AND(N215=\"\",P215=\"\"),\"\",VLOOKUP('11_パッケージ (新設)'!E215,$AL$3:$AN$10,3,FALSE)))","v":""},null,null,"","","",null,"",null,0,0,"","","","",{"$f":"IFERROR(IF(AND(N215=\"\",P215=\"\"),\"\",IF(M215=\"電気\",(J215*AB215+K215*AC215)*L215/P215,IF(M215=\"都市ガス\",(J215*AB215+K215*AC215)*L215/P215*3.6/'2_メイン'!$AA$20,IF(M215=\"LPG\",(J215*AB215+K215*AC215)*L215/P215*3.6/'2_メイン'!$AC$20)))),0)","v":""},{"$f":"IF(AND(N215=\"\",P215=\"\"),\"\",IF(M215=\"電気\",(J215*AB215+K215*AC215)*L215/IF(N215=\"\",P215,N215),IF(M215=\"都市ガス\",(J215*AB215+K215*AC215)*L215/IF(N215=\"\",P215,N215)*3.6/'2_メイン'!$AA$20,IF(M215=\"LPG\",(J215*AB215+K215*AC215)*L215/IF(N215=\"\",P215,N215)*3.6/'2_メイン'!$AC$20))))","v":""},{"$f":"IFERROR(IF(M215=\"電気\",1-$AZ$4/(N215*3.6/'2_メイン'!$Z$20),1-$BB$4/N215),0)","v":0},{"$f":"IFERROR(IF(M215=\"電気\",1-$AX$7/(P215*3.6/'2_メイン'!$Z$20),1-$AX$7/P215),0)","v":0},"",{"$f":"IFERROR(IF(M215=\"電気\",1-$AZ$5/(P215*3.6/'2_メイン'!$Z$20),1-$BB$5/P215),0)","v":0},0]
[null,202,null,null,null,null,null,null,null,null,null,null,null,null,null,null,null,{"$f":"IF(H216=\"電算室用\",$AQ$7,IF(AND(N216=\"\",P216=\"\"),\"\",VLOOKUP('11_パッケージ (新設)'!E216,'11_パッケージ (新設)'!$AL$3:$AM$10,2,FALSE)))","v":""},{"$f":"IF(H216=\"電算室用\",\"\",IF(AND(N216=\"\",P216=\"\"),\"\",VLOOKUP('11_パッケージ (新設)'!E216,$AL$3:$AN$10,3,FALSE)))","v":""},null,null,"","","",null,"",null,0,0,"","","","",{"$f":"IFERROR(IF(AND(N216=\"\",P216=\"\"),\"\",IF(M216=\"電気\",(J216*AB216+K216*AC216)*L216/P216,IF(M216=\"都市ガス\",(J216*AB216+K216*AC216)*L216/P216*3.6/'2_メイン'!$AA$20,IF(M216=\"LPG\",(J216*AB216+K216*AC216)*L216/P216*3.6/'2_メイン'!$AC$20)))),0)","v":""},{"$f":"IF(AND(N216=\"\",P216=\"\"),\"\",IF(M216=\"電気\",(J216*AB216+K216*AC216)*L216/IF(N216=\"\",P216,N216),IF(M216=\"都市ガス\",(J216*AB216+K216*AC216)*L216/IF(N216=\"\",P216,N216)*3.6/'2_メイン'!$AA$20,IF(M216=\"LPG\",(J216*AB216+K216*AC216)*L216/IF(N216=\"\",P216,N216)*3.6/'2_メイン'!$AC$20))))","v":""},{"$f":"IFERROR(IF(M216=\"電気\",1-$AZ$4/(N216*3.6/'2_メイン'!$Z$20),1-$BB$4/N216),0)","v":0},{"$f":"IFERROR(IF(M216=\"電気\",1-$AX$7/(P216*3.6/'2_メイン'!$Z$20),1-$AX$7/P216),0)","v":0},"",{"$f":"IFERROR(IF(M216=\"電気\",1-$AZ$5/(P216*3.6/'2_メイン'!$Z$20),1-$BB$5/P216),0)","v":0},0]
[null,203,null,null,null,null,null,null,null,null,null,null,null,null,null,null,null,{"$f":"IF(H217=\"電算室用\",$AQ$7,IF(AND(N217=\"\",P217=\"\"),\"\",VLOOKUP('11_パッケージ (新設)'!E217,'11_パッケージ (新設)'!$AL$3:$AM$10,2,FALSE)))","v":""},{"$f":"IF(H217=\"電算室用\",\"\",IF(AND(N217=\"\",P217=\"\"),\"\",VLOOKUP('11_パッケージ (新設)'!E217,$AL$3:$AN$10,3,FALSE)))","v":""},null,null,"","","",null,"",null,0,0,"","","","",{"$f":"IFERROR(IF(AND(N217=\"\",P217=\"\"),\"\",IF(M217=\"電気\",(J217*AB217+K217*AC217)*L217/P217,IF(M217=\"都市ガス\",(J217*AB217+K217*AC217)*L217/P217*3.6/'2_メイン'!$AA$20,IF(M217=\"LPG\",(J217*AB217+K217*AC217)*L217/P217*3.6/'2_メイン'!$AC$20)))),0)","v":""},{"$f":"IF(AND(N217=\"\",P217=\"\"),\"\",IF(M217=\"電気\",(J217*AB217+K217*AC217)*L217/IF(N217=\"\",P217,N217),IF(M217=\"都市ガス\",(J217*AB217+K217*AC217)*L217/IF(N217=\"\",P217,N217)*3.6/'2_メイン'!$AA$20,IF(M217=\"LPG\",(J217*AB217+K217*AC217)*L217/IF(N217=\"\",P217,N217)*3.6/'2_メイン'!$AC$20))))","v":""},{"$f":"IFERROR(IF(M217=\"電気\",1-$AZ$4/(N217*3.6/'2_メイン'!$Z$20),1-$BB$4/N217),0)","v":0},{"$f":"IFERROR(IF(M217=\"電気\",1-$AX$7/(P217*3.6/'2_メイン'!$Z$20),1-$AX$7/P217),0)","v":0},"",{"$f":"IFERROR(IF(M217=\"電気\",1-$AZ$5/(P217*3.6/'2_メイン'!$Z$20),1-$BB$5/P217),0)","v":0},0]
[null,204,null,null,null,null,null,null,null,null,null,null,null,null,null,null,null,{"$f":"IF(H218=\"電算室用\",$AQ$7,IF(AND(N218=\"\",P218=\"\"),\"\",VLOOKUP('11_パッケージ (新設)'!E218,'11_パッケージ (新設)'!$AL$3:$AM$10,2,FALSE)))","v":""},{"$f":"IF(H218=\"電算室用\",\"\",IF(AND(N218=\"\",P218=\"\"),\"\",VLOOKUP('11_パッケージ (新設)'!E218,$AL$3:$AN$10,3,FALSE)))","v":""},null,null,"","","",null,"",null,0,0,"","","","",{"$f":"IFERROR(IF(AND(N218=\"\",P218=\"\"),\"\",IF(M218=\"電気\",(J218*AB218+K218*AC218)*L218/P218,IF(M218=\"都市ガス\",(J218*AB218+K218*AC218)*L218/P218*3.6/'2_メイン'!$AA$20,IF(M218=\"LPG\",(J218*AB218+K218*AC218)*L218/P218*3.6/'2_メイン'!$AC$20)))),0)","v":""},{"$f":"IF(AND(N218=\"\",P218=\"\"),\"\",IF(M218=\"電気\",(J218*AB218+K218*AC218)*L218/IF(N218=\"\",P218,N218),IF(M218=\"都市ガス\",(J218*AB218+K218*AC218)*L218/IF(N218=\"\",P218,N218)*3.6/'2_メイン'!$AA$20,IF(M218=\"LPG\",(J218*AB218+K218*AC218)*L218/IF(N218=\"\",P218,N218)*3.6/'2_メイン'!$AC$20))))","v":""},{"$f":"IFERROR(IF(M218=\"電気\",1-$AZ$4/(N218*3.6/'2_メイン'!$Z$20),1-$BB$4/N218),0)","v":0},{"$f":"IFERROR(IF(M218=\"電気\",1-$AX$7/(P218*3.6/'2_メイン'!$Z$20),1-$AX$7/P218),0)","v":0},"",{"$f":"IFERROR(IF(M218=\"電気\",1-$AZ$5/(P218*3.6/'2_メイン'!$Z$20),1-$BB$5/P218),0)","v":0},0]
[null,205,null,null,null,null,null,null,null,null,null,null,null,null,null,null,null,{"$f":"IF(H219=\"電算室用\",$AQ$7,IF(AND(N219=\"\",P219=\"\"),\"\",VLOOKUP('11_パッケージ (新設)'!E219,'11_パッケージ (新設)'!$AL$3:$AM$10,2,FALSE)))","v":""},{"$f":"IF(H219=\"電算室用\",\"\",IF(AND(N219=\"\",P219=\"\"),\"\",VLOOKUP('11_パッケージ (新設)'!E219,$AL$3:$AN$10,3,FALSE)))","v":""},null,null,"","","",null,"",null,0,0,"","","","",{"$f":"IFERROR(IF(AND(N219=\"\",P219=\"\"),\"\",IF(M219=\"電気\",(J219*AB219+K219*AC219)*L219/P219,IF(M219=\"都市ガス\",(J219*AB219+K219*AC219)*L219/P219*3.6/'2_メイン'!$AA$20,IF(M219=\"LPG\",(J219*AB219+K219*AC219)*L219/P219*3.6/'2_メイン'!$AC$20)))),0)","v":""},{"$f":"IF(AND(N219=\"\",P219=\"\"),\"\",IF(M219=\"電気\",(J219*AB219+K219*AC219)*L219/IF(N219=\"\",P219,N219),IF(M219=\"都市ガス\",(J219*AB219+K219*AC219)*L219/IF(N219=\"\",P219,N219)*3.6/'2_メイン'!$AA$20,IF(M219=\"LPG\",(J219*AB219+K219*AC219)*L219/IF(N219=\"\",P219,N219)*3.6/'2_メイン'!$AC$20))))","v":""},{"$f":"IFERROR(IF(M219=\"電気\",1-$AZ$4/(N219*3.6/'2_メイン'!$Z$20),1-$BB$4/N219),0)","v":0},{"$f":"IFERROR(IF(M219=\"電気\",1-$AX$7/(P219*3.6/'2_メイン'!$Z$20),1-$AX$7/P219),0)","v":0},"",{"$f":"IFERROR(IF(M219=\"電気\",1-$AZ$5/(P219*3.6/'2_メイン'!$Z$20),1-$BB$5/P219),0)","v":0},0]
[null,206,null,null,null,null,null,null,null,null,null,null,null,null,null,null,null,{"$f":"IF(H220=\"電算室用\",$AQ$7,IF(AND(N220=\"\",P220=\"\"),\"\",VLOOKUP('11_パッケージ (新設)'!E220,'11_パッケージ (新設)'!$AL$3:$AM$10,2,FALSE)))","v":""},{"$f":"IF(H220=\"電算室用\",\"\",IF(AND(N220=\"\",P220=\"\"),\"\",VLOOKUP('11_パッケージ (新設)'!E220,$AL$3:$AN$10,3,FALSE)))","v":""},null,null,"","","",null,"",null,0,0,"","","","",{"$f":"IFERROR(IF(AND(N220=\"\",P220=\"\"),\"\",IF(M220=\"電気\",(J220*AB220+K220*AC220)*L220/P220,IF(M220=\"都市ガス\",(J220*AB220+K220*AC220)*L220/P220*3.6/'2_メイン'!$AA$20,IF(M220=\"LPG\",(J220*AB220+K220*AC220)*L220/P220*3.6/'2_メイン'!$AC$20)))),0)","v":""},{"$f":"IF(AND(N220=\"\",P220=\"\"),\"\",IF(M220=\"電気\",(J220*AB220+K220*AC220)*L220/IF(N220=\"\",P220,N220),IF(M220=\"都市ガス\",(J220*AB220+K220*AC220)*L220/IF(N220=\"\",P220,N220)*3.6/'2_メイン'!$AA$20,IF(M220=\"LPG\",(J220*AB220+K220*AC220)*L220/IF(N220=\"\",P220,N220)*3.6/'2_メイン'!$AC$20))))","v":""},{"$f":"IFERROR(IF(M220=\"電気\",1-$AZ$4/(N220*3.6/'2_メイン'!$Z$20),1-$BB$4/N220),0)","v":0},{"$f":"IFERROR(IF(M220=\"電気\",1-$AX$7/(P220*3.6/'2_メイン'!$Z$20),1-$AX$7/P220),0)","v":0},"",{"$f":"IFERROR(IF(M220=\"電気\",1-$AZ$5/(P220*3.6/'2_メイン'!$Z$20),1-$BB$5/P220),0)","v":0},0]
[null,207,null,null,null,null,null,null,null,null,null,null,null,null,null,null,null,{"$f":"IF(H221=\"電算室用\",$AQ$7,IF(AND(N221=\"\",P221=\"\"),\"\",VLOOKUP('11_パッケージ (新設)'!E221,'11_パッケージ (新設)'!$AL$3:$AM$10,2,FALSE)))","v":""},{"$f":"IF(H221=\"電算室用\",\"\",IF(AND(N221=\"\",P221=\"\"),\"\",VLOOKUP('11_パッケージ (新設)'!E221,$AL$3:$AN$10,3,FALSE)))","v":""},null,null,"","","",null,"",null,0,0,"","","","",{"$f":"IFERROR(IF(AND(N221=\"\",P221=\"\"),\"\",IF(M221=\"電気\",(J221*AB221+K221*AC221)*L221/P221,IF(M221=\"都市ガス\",(J221*AB221+K221*AC221)*L221/P221*3.6/'2_メイン'!$AA$20,IF(M221=\"LPG\",(J221*AB221+K221*AC221)*L221/P221*3.6/'2_メイン'!$AC$20)))),0)","v":""},{"$f":"IF(AND(N221=\"\",P221=\"\"),\"\",IF(M221=\"電気\",(J221*AB221+K221*AC221)*L221/IF(N221=\"\",P221,N221),IF(M221=\"都市ガス\",(J221*AB221+K221*AC221)*L221/IF(N221=\"\",P221,N221)*3.6/'2_メイン'!$AA$20,IF(M221=\"LPG\",(J221*AB221+K221*AC221)*L221/IF(N221=\"\",P221,N221)*3.6/'2_メイン'!$AC$20))))","v":""},{"$f":"IFERROR(IF(M221=\"電気\",1-$AZ$4/(N221*3.6/'2_メイン'!$Z$20),1-$BB$4/N221),0)","v":0},{"$f":"IFERROR(IF(M221=\"電気\",1-$AX$7/(P221*3.6/'2_メイン'!$Z$20),1-$AX$7/P221),0)","v":0},"",{"$f":"IFERROR(IF(M221=\"電気\",1-$AZ$5/(P221*3.6/'2_メイン'!$Z$20),1-$BB$5/P221),0)","v":0},0]
[null,208,null,null,null,null,null,null,null,null,null,null,null,null,null,null,null,{"$f":"IF(H222=\"電算室用\",$AQ$7,IF(AND(N222=\"\",P222=\"\"),\"\",VLOOKUP('11_パッケージ (新設)'!E222,'11_パッケージ (新設)'!$AL$3:$AM$10,2,FALSE)))","v":""},{"$f":"IF(H222=\"電算室用\",\"\",IF(AND(N222=\"\",P222=\"\"),\"\",VLOOKUP('11_パッケージ (新設)'!E222,$AL$3:$AN$10,3,FALSE)))","v":""},null,null,"","","",null,"",null,0,0,"","","","",{"$f":"IFERROR(IF(AND(N222=\"\",P222=\"\"),\"\",IF(M222=\"電気\",(J222*AB222+K222*AC222)*L222/P222,IF(M222=\"都市ガス\",(J222*AB222+K222*AC222)*L222/P222*3.6/'2_メイン'!$AA$20,IF(M222=\"LPG\",(J222*AB222+K222*AC222)*L222/P222*3.6/'2_メイン'!$AC$20)))),0)","v":""},{"$f":"IF(AND(N222=\"\",P222=\"\"),\"\",IF(M222=\"電気\",(J222*AB222+K222*AC222)*L222/IF(N222=\"\",P222,N222),IF(M222=\"都市ガス\",(J222*AB222+K222*AC222)*L222/IF(N222=\"\",P222,N222)*3.6/'2_メイン'!$AA$20,IF(M222=\"LPG\",(J222*AB222+K222*AC222)*L222/IF(N222=\"\",P222,N222)*3.6/'2_メイン'!$AC$20))))","v":""},{"$f":"IFERROR(IF(M222=\"電気\",1-$AZ$4/(N222*3.6/'2_メイン'!$Z$20),1-$BB$4/N222),0)","v":0},{"$f":"IFERROR(IF(M222=\"電気\",1-$AX$7/(P222*3.6/'2_メイン'!$Z$20),1-$AX$7/P222),0)","v":0},"",{"$f":"IFERROR(IF(M222=\"電気\",1-$AZ$5/(P222*3.6/'2_メイン'!$Z$20),1-$BB$5/P222),0)","v":0},0]
[null,209,null,null,null,null,null,null,null,null,null,null,null,null,null,null,null,{"$f":"IF(H223=\"電算室用\",$AQ$7,IF(AND(N223=\"\",P223=\"\"),\"\",VLOOKUP('11_パッケージ (新設)'!E223,'11_パッケージ (新設)'!$AL$3:$AM$10,2,FALSE)))","v":""},{"$f":"IF(H223=\"電算室用\",\"\",IF(AND(N223=\"\",P223=\"\"),\"\",VLOOKUP('11_パッケージ (新設)'!E223,$AL$3:$AN$10,3,FALSE)))","v":""},null,null,"","","",null,"",null,0,0,"","","","",{"$f":"IFERROR(IF(AND(N223=\"\",P223=\"\"),\"\",IF(M223=\"電気\",(J223*AB223+K223*AC223)*L223/P223,IF(M223=\"都市ガス\",(J223*AB223+K223*AC223)*L223/P223*3.6/'2_メイン'!$AA$20,IF(M223=\"LPG\",(J223*AB223+K223*AC223)*L223/P223*3.6/'2_メイン'!$AC$20)))),0)","v":""},{"$f":"IF(AND(N223=\"\",P223=\"\"),\"\",IF(M223=\"電気\",(J223*AB223+K223*AC223)*L223/IF(N223=\"\",P223,N223),IF(M223=\"都市ガス\",(J223*AB223+K223*AC223)*L223/IF(N223=\"\",P223,N223)*3.6/'2_メイン'!$AA$20,IF(M223=\"LPG\",(J223*AB223+K223*AC223)*L223/IF(N223=\"\",P223,N223)*3.6/'2_メイン'!$AC$20))))","v":""},{"$f":"IFERROR(IF(M223=\"電気\",1-$AZ$4/(N223*3.6/'2_メイン'!$Z$20),1-$BB$4/N223),0)","v":0},{"$f":"IFERROR(IF(M223=\"電気\",1-$AX$7/(P223*3.6/'2_メイン'!$Z$20),1-$AX$7/P223),0)","v":0},"",{"$f":"IFERROR(IF(M223=\"電気\",1-$AZ$5/(P223*3.6/'2_メイン'!$Z$20),1-$BB$5/P223),0)","v":0},0]
[null,210,null,null,null,null,null,null,null,null,null,null,null,null,null,null,null,{"$f":"IF(H224=\"電算室用\",$AQ$7,IF(AND(N224=\"\",P224=\"\"),\"\",VLOOKUP('11_パッケージ (新設)'!E224,'11_パッケージ (新設)'!$AL$3:$AM$10,2,FALSE)))","v":""},{"$f":"IF(H224=\"電算室用\",\"\",IF(AND(N224=\"\",P224=\"\"),\"\",VLOOKUP('11_パッケージ (新設)'!E224,$AL$3:$AN$10,3,FALSE)))","v":""},null,null,"","","",null,"",null,0,0,"","","","",{"$f":"IFERROR(IF(AND(N224=\"\",P224=\"\"),\"\",IF(M224=\"電気\",(J224*AB224+K224*AC224)*L224/P224,IF(M224=\"都市ガス\",(J224*AB224+K224*AC224)*L224/P224*3.6/'2_メイン'!$AA$20,IF(M224=\"LPG\",(J224*AB224+K224*AC224)*L224/P224*3.6/'2_メイン'!$AC$20)))),0)","v":""},{"$f":"IF(AND(N224=\"\",P224=\"\"),\"\",IF(M224=\"電気\",(J224*AB224+K224*AC224)*L224/IF(N224=\"\",P224,N224),IF(M224=\"都市ガス\",(J224*AB224+K224*AC224)*L224/IF(N224=\"\",P224,N224)*3.6/'2_メイン'!$AA$20,IF(M224=\"LPG\",(J224*AB224+K224*AC224)*L224/IF(N224=\"\",P224,N224)*3.6/'2_メイン'!$AC$20))))","v":""},{"$f":"IFERROR(IF(M224=\"電気\",1-$AZ$4/(N224*3.6/'2_メイン'!$Z$20),1-$BB$4/N224),0)","v":0},{"$f":"IFERROR(IF(M224=\"電気\",1-$AX$7/(P224*3.6/'2_メイン'!$Z$20),1-$AX$7/P224),0)","v":0},"",{"$f":"IFERROR(IF(M224=\"電気\",1-$AZ$5/(P224*3.6/'2_メイン'!$Z$20),1-$BB$5/P224),0)","v":0},0]

{"sheet":"12_空調機（新設）","index":11,"n_rows":84,"n_cols":33,"rows_kept":84,"cut":false,"hidden":false,"merged":[[2,31,3,31],[18,16,18,17],[2,30,3,30],[10,14,12,15],[10,8,10,13],[11,8,13,8],[23,16,23,17],[11,9,13,9],[11,10,13,10],[11,11,13,11],[11,12,13,12],[11,13,13,13],[2,27,3,27],[2,28,3,28],[2,29,3,29],[19,16,19,17],[20,16,20,17],[11,19,12,21],[10,16,13,17],[10,18,13,18],[11,23,12,24],[5,19,6,20],[21,16,21,17],[22,16,22,17],[26,16,26,17],[27,16,27,17],[28,16,28,17],[29,16,29,17],[32,5,32,6],[33,5,33,6],[22,5,22,6],[23,5,23,6],[24,5,24,6],[25,5,25,6],[26,5,26,6],[27,5,27,6],[30,16,30,17],[31,16,31,17],[48,16,48,17],[38,16,38,17],[39,16,39,17],[40,16,40,17],[41,16,41,17],[32,16,32,17],[37,16,37,17],[46,16,46,17],[47,16,47,17],[33,16,33,17],[44,16,44,17],[45,16,45,17],[42,16,42,17],[43,16,43,17],[34,16,34,17],[35,16,35,17],[36,16,36,17],[48,5,48,6],[11,22,13,22],[38,5,38,6],[39,5,39,6],[40,5,40,6],[41,5,41,6],[14,16,14,17],[15,16,15,17],[16,16,16,17],[17,16,17,17],[36,5,36,6],[37,5,37,6],[34,5,34,6],[35,5,35,6],[24,16,24,17],[25,16,25,17],[44,5,44,6],[45,5,45,6],[46,5,46,6],[47,5,47,6],[28,5,28,6],[29,5,29,6],[42,5,42,6],[43,5,43,6],[18,5,18,6],[19,5,19,6],[20,5,20,6],[21,5,21,6],[30,5,30,6],[31,5,31,6],[10,1,13,1],[10,2,13,2],[10,5,13,6],[18,3,18,4],[19,3,19,4],[20,3,20,4],[21,3,21,4],[22,3,22,4],[23,3,23,4],[24,3,24,4],[25,3,25,4],[26,3,26,4],[27,3,27,4],[28,3,28,4],[29,3,29,4],[30,3,30,4],[31,3,31,4],[10,7,13,7],[10,3,13,4],[14,3,14,4],[15,3,15,4],[16,3,16,4],[17,3,17,4],[16,5,16,6],[17,5,17,6],[14,5,14,6],[15,5,15,6],[32,3,32,4],[33,3,33,4],[34,3,34,4],[35,3,35,4],[36,3,36,4],[37,3,37,4],[38,3,38,4],[39,3,39,4],[40,3,40,4],[44,3,44,4],[45,3,45,4],[46,3,46,4],[47,3,47,4],[48,3,48,4],[49,3,49,4],[50,3,50,4],[41,3,41,4],[42,3,42,4],[43,3,43,4],[61,3,61,4],[62,3,62,4],[63,3,63,4],[69,3,69,4],[70,3,70,4],[64,3,64,4],[65,3,65,4],[66,3,66,4],[51,3,51,4],[52,3,52,4],[53,3,53,4],[54,3,54,4],[58,3,58,4],[59,3,59,4],[55,3,55,4],[56,3,56,4],[57,3,57,4],[83,3,83,4],[49,5,49,6],[50,5,50,6],[51,5,51,6],[52,5,52,6],[53,5,53,6],[54,5,54,6],[55,5,55,6],[56,5,56,6],[57,5,57,6],[58,5,58,6],[59,5,59,6],[60,5,60,6],[71,3,71,4],[72,3,72,4],[73,3,73,4],[74,3,74,4],[61,5,61,6],[62,5,62,6],[63,5,63,6],[64,5,64,6],[67,3,67,4],[68,3,68,4],[60,3,60,4],[80,16,80,17],[81,16,81,17],[82,16,82,17],[76,3,76,4],[77,3,77,4],[78,3,78,4],[79,3,79,4],[75,3,75,4],[74,5,74,6],[75,5,75,6],[76,5,76,6],[80,3,80,4],[81,3,81,4],[82,3,82,4],[80,5,80,6],[81,5,81,6],[82,5,82,6],[63,16,63,17],[77,5,77,6],[78,5,78,6],[79,5,79,6],[64,16,64,17],[65,16,65,17],[66,16,66,17],[78,16,78,17],[67,16,67,17],[68,16,68,17],[69,16,69,17],[71,16,71,17],[72,16,72,17],[79,16,79,17],[65,5,65,6],[66,5,66,6],[67,5,67,6],[68,5,68,6],[69,5,69,6],[70,5,70,6],[71,5,71,6],[72,5,72,6],[73,5,73,6],[83,16,83,17],[73,16,73,17],[74,16,74,17],[75,16,75,17],[76,16,76,17],[77,16,77,17],[2,32,3,32],[5,21,6,22],[83,5,83,6],[49,16,49,17],[50,16,50,17],[51,16,51,17],[52,16,52,17],[53,16,53,17],[54,16,54,17],[55,16,55,17],[56,16,56,17],[57,16,57,17],[70,16,70,17],[58,16,58,17],[59,16,59,17],[60,16,60,17],[61,16,61,17],[62,16,62,17]]}
[null,null,null,null,null,null,null,null,null,null,null,null,null,null,null,null,null,null,null,null,"○"]
[null,null,"色欄については、文字又は数値を入力",null,null,null,null,null,null,null,null,null,null,null,null,null,null,null,null,null,null,null,null,null,null,null,null,"■省エネ率"]
[null,null,"色欄については、プルダウンメニューから選択",null,null,null,null,null,null,null,null,null,null,null,null,null,null,null,null,null,null,null,null,null,null,null,null,"プラグ\nファン","モータ\n直結形\nファン","永久\n磁石\n（IPM）\nモータ","ﾌﾟﾚﾐｱﾑ\n効率\n（IE3）\nモータ","高効率\n（IE2）\nモータ","楕円管\n熱交換器"]
[null,null,"色欄については、任意記入とし、文字又は数値を入力"]
[null,null,"色欄については、入力の間違いや未記入の状態などエラーを示す。",null,null,null,null,null,null,null,null,null,null,null,null,null,null,null,null,null,null,null,null,null,null,null,null,0.17,0.05,0.1,0.06,0.04,0.05]
[null,null,null,null,null,null,null,null,null,null,null,null,null,null,null,null,null,null,null,"年間CO2排出量（計）　\n[t-CO2/年]",null,"一次エネルギー消費量\n[MJ/年]\n"]
[]
[null,null,null,null,null,null,null,null,null,null,null,null,null,null,null,null,null,null,null,"新設","撤去","新設","撤去"]
[null,"高効率空調機の導入（新設）",null,null,null,null,null,null,null,null,null,null,null,null,null,null,null,null,"No.12",{"$f":"SUM(S15:S84)","v":0},{"$f":"SUM(W15:W84)","v":0},{"$f":"SUM(X15:X84)","v":0},{"$f":"SUM(Y15:Y84)","v":0}]
[]
[null,"No.","機器記号","機器名称",null,"電動機\n出力\n[kW]",null,"台数","高効率機器",null,null,null,null,null,"年間運転時間\n[h/年]",null,"年間電気\n使用量\n[kWh/年]",null,"年間CO2\n排出量\n[t-CO2/年]"]
[null,null,null,null,null,null,null,null,"プラグ\nファン","モータ\n直結形\nファン","永久磁石\n（IPM）\nモータ","ﾌﾟﾚﾐｱﾑ\n効率\n（IE3）\nモータ","高効率\n（IE2）\nモータ","楕円管\n熱交換器",null,null,null,null,null,"全負荷相当運転時間\n[h/年]",null,null,"更新前\n（推定値）\n[t-CO2/年]","年間一次エネルギー\n消費量"]
[]
[null,null,null,null,null,null,null,null,null,null,null,null,null,null,"標準値","想定値",null,null,null,"標準値","想定値","採用値",null,"新設","撤去"]
[null,1,null,null,null,null,null,null,null,null,null,null,null,null,{"$f":"IF(H15=\"\",\"\",'3_床面積'!$Z$36)","v":""},null,{"$f":"IF(H15=\"\",\"\",F15*H15*V15*(1-SUMIF(I15:N15,\"○\",$AB$5:$AG$5)))","v":""},null,{"$f":"IF(ISERROR(Q15),\"\",IF(Q15=\"\",\"\",Q15*'2_メイン'!$Z$19/1000))","v":""},{"$f":"IF(H15=\"\",\"\",'3_床面積'!$Z$35)","v":""},{"$f":"IF(P15=\"\",\"\",P15)","v":""},{"$f":"IF(P15=\"\",T15,U15)","v":""},{"$f":"IF(H15=\"\",\"\",F15*H15*V15*'2_メイン'!$Z$19/1000)","v":""},{"$f":"IF(Q15=\"\",\"\",Q15*'2_メイン'!$Z$20)","v":""},{"$f":"IF(W15=\"\",\"\",W15/'2_メイン'!$Z$19*1000*'2_メイン'!$Z$20)","v":""}]
[null,2,null,null,null,null,null,null,null,null,null,null,null,null,{"$f":"IF(H16=\"\",\"\",'3_床面積'!$Z$36)","v":""},null,{"$f":"IF(H16=\"\",\"\",F16*H16*V16*(1-SUMIF(I16:N16,\"○\",$AB$5:$AG$5)))","v":""},null,{"$f":"IF(ISERROR(Q16),\"\",IF(Q16=\"\",\"\",Q16*'2_メイン'!$Z$19/1000))","v":""},{"$f":"IF(H16=\"\",\"\",'3_床面積'!$Z$35)","v":""},{"$f":"IF(P16=\"\",\"\",P16)","v":""},{"$f":"IF(P16=\"\",T16,U16)","v":""},{"$f":"IF(H16=\"\",\"\",F16*H16*V16*'2_メイン'!$Z$19/1000)","v":""},{"$f":"IF(Q16=\"\",\"\",Q16*'2_メイン'!$Z$20)","v":""},{"$f":"IF(W16=\"\",\"\",W16/'2_メイン'!$Z$19*1000*'2_メイン'!$Z$20)","v":""}]
[null,3,null,null,null,null,null,null,null,null,null,null,null,null,{"$f":"IF(H17=\"\",\"\",'3_床面積'!$Z$36)","v":""},null,"",null,{"$f":"IF(ISERROR(Q17),\"\",IF(Q17=\"\",\"\",Q17*'2_メイン'!$Z$19/1000))","v":""},{"$f":"IF(H17=\"\",\"\",'3_床面積'!$Z$35)","v":""},"",{"$f":"IF(P17=\"\",T17,U17)","v":""},{"$f":"IF(H17=\"\",\"\",F17*H17*V17*'2_メイン'!$Z$19/1000)","v":""},{"$f":"IF(Q17=\"\",\"\",Q17*'2_メイン'!$Z$20)","v":""},{"$f":"IF(W17=\"\",\"\",W17/'2_メイン'!$Z$19*1000*'2_メイン'!$Z$20)","v":""}]
[null,4,null,null,null,null,null,null,null,null,null,null,null,null,{"$f":"IF(H18=\"\",\"\",'3_床面積'!$Z$36)","v":""},null,"",null,{"$f":"IF(ISERROR(Q18),\"\",IF(Q18=\"\",\"\",Q18*'2_メイン'!$Z$19/1000))","v":""},{"$f":"IF(H18=\"\",\"\",'3_床面積'!$Z$35)","v":""},"","",{"$f":"IF(H18=\"\",\"\",F18*H18*V18*'2_メイン'!$Z$19/1000)","v":""},{"$f":"IF(Q18=\"\",\"\",Q18*'2_メイン'!$Z$20)","v":""},{"$f":"IF(W18=\"\",\"\",W18/'2_メイン'!$Z$19*1000*'2_メイン'!$Z$20)","v":""}]
[null,5,null,null,null,null,null,null,null,null,null,null,null,null,{"$f":"IF(H19=\"\",\"\",'3_床面積'!$Z$36)","v":""},null,"",null,{"$f":"IF(ISERROR(Q19),\"\",IF(Q19=\"\",\"\",Q19*'2_メイン'!$Z$19/1000))","v":""},{"$f":"IF(H19=\"\",\"\",'3_床面積'!$Z$35)","v":""},"","",{"$f":"IF(H19=\"\",\"\",F19*H19*V19*'2_メイン'!$Z$19/1000)","v":""},{"$f":"IF(Q19=\"\",\"\",Q19*'2_メイン'!$Z$20)","v":""},{"$f":"IF(W19=\"\",\"\",W19/'2_メイン'!$Z$19*1000*'2_メイン'!$Z$20)","v":""}]
[null,6,null,null,null,null,null,null,null,null,null,null,null,null,{"$f":"IF(H20=\"\",\"\",'3_床面積'!$Z$36)","v":""},null,"",null,{"$f":"IF(ISERROR(Q20),\"\",IF(Q20=\"\",\"\",Q20*'2_メイン'!$Z$19/1000))","v":""},{"$f":"IF(H20=\"\",\"\",'3_床面積'!$Z$35)","v":""},"","",{"$f":"IF(H20=\"\",\"\",F20*H20*V20*'2_メイン'!$Z$19/1000)","v":""},{"$f":"IF(Q20=\"\",\"\",Q20*'2_メイン'!$Z$20)","v":""},{"$f":"IF(W20=\"\",\"\",W20/'2_メイン'!$Z$19*1000*'2_メイン'!$Z$20)","v":""}]
[null,7,null,null,null,null,null,null,null,null,null,null,null,null,{"$f":"IF(H21=\"\",\"\",'3_床面積'!$Z$36)","v":""},null,"",null,{"$f":"IF(ISERROR(Q21),\"\",IF(Q21=\"\",\"\",Q21*'2_メイン'!$Z$19/1000))","v":""},{"$f":"IF(H21=\"\",\"\",'3_床面積'!$Z$35)","v":""},"","",{"$f":"IF(H21=\"\",\"\",F21*H21*V21*'2_メイン'!$Z$19/1000)","v":""},{"$f":"IF(Q21=\"\",\"\",Q21*'2_メイン'!$Z$20)","v":""},{"$f":"IF(W21=\"\",\"\",W21/'2_メイン'!$Z$19*1000*'2_メイン'!$Z$20)","v":""}]
[null,8,null,null,null,null,null,null,null,null,null,null,null,null,{"$f":"IF(H22=\"\",\"\",'3_床面積'!$Z$36)","v":""},null,"",null,{"$f":"IF(ISERROR(Q22),\"\",IF(Q22=\"\",\"\",Q22*'2_メイン'!$Z$19/1000))","v":""},{"$f":"IF(H22=\"\",\"\",'3_床面積'!$Z$35)","v":""},"","",{"$f":"IF(H22=\"\",\"\",F22*H22*V22*'2_メイン'!$Z$19/1000)","v":""},{"$f":"IF(Q22=\"\",\"\",Q22*'2_メイン'!$Z$20)","v":""},{"$f":"IF(W22=\"\",\"\",W22/'2_メイン'!$Z$19*1000*'2_メイン'!$Z$20)","v":""}]
[null,9,null,null,null,null,null,null,null,null,null,null,null,null,{"$f":"IF(H23=\"\",\"\",'3_床面積'!$Z$36)","v":""},null,"",null,{"$f":"IF(ISERROR(Q23),\"\",IF(Q23=\"\",\"\",Q23*'2_メイン'!$Z$19/1000))","v":""},{"$f":"IF(H23=\"\",\"\",'3_床面積'!$Z$35)","v":""},"","",{"$f":"IF(H23=\"\",\"\",F23*H23*V23*'2_メイン'!$Z$19/1000)","v":""},{"$f":"IF(Q23=\"\",\"\",Q23*'2_メイン'!$Z$20)","v":""},{"$f":"IF(W23=\"\",\"\",W23/'2_メイン'!$Z$19*1000*'2_メイン'!$Z$20)","v":""}]
[null,10,null,null,null,null,null,null,null,null,null,null,null,null,{"$f":"IF(H24=\"\",\"\",'3_床面積'!$Z$36)","v":""},null,"",null,{"$f":"IF(ISERROR(Q24),\"\",IF(Q24=\"\",\"\",Q24*'2_メイン'!$Z$19/1000))","v":""},{"$f":"IF(H24=\"\",\"\",'3_床面積'!$Z$35)","v":""},"","",{"$f":"IF(H24=\"\",\"\",F24*H24*V24*'2_メイン'!$Z$19/1000)","v":""},{"$f":"IF(Q24=\"\",\"\",Q24*'2_メイン'!$Z$20)","v":""},{"$f":"IF(W24=\"\",\"\",W24/'2_メイン'!$Z$19*1000*'2_メイン'!$Z$20)","v":""}]
[null,11,null,null,null,null,null,null,null,null,null,null,null,null,{"$f":"IF(H25=\"\",\"\",'3_床面積'!$Z$36)","v":""},null,"",null,{"$f":"IF(ISERROR(Q25),\"\",IF(Q25=\"\",\"\",Q25*'2_メイン'!$Z$19/1000))","v":""},{"$f":"IF(H25=\"\",\"\",'3_床面積'!$Z$35)","v":""},"","",{"$f":"IF(H25=\"\",\"\",F25*H25*V25*'2_メイン'!$Z$19/1000)","v":""},{"$f":"IF(Q25=\"\",\"\",Q25*'2_メイン'!$Z$20)","v":""},{"$f":"IF(W25=\"\",\"\",W25/'2_メイン'!$Z$19*1000*'2_メイン'!$Z$20)","v":""}]
[null,12,null,null,null,null,null,null,null,null,null,null,null,null,{"$f":"IF(H26=\"\",\"\",'3_床面積'!$Z$36)","v":""},null,"",null,{"$f":"IF(ISERROR(Q26),\"\",IF(Q26=\"\",\"\",Q26*'2_メイン'!$Z$19/1000))","v":""},{"$f":"IF(H26=\"\",\"\",'3_床面積'!$Z$35)","v":""},"","",{"$f":"IF(H26=\"\",\"\",F26*H26*V26*'2_メイン'!$Z$19/1000)","v":""},{"$f":"IF(Q26=\"\",\"\",Q26*'2_メイン'!$Z$20)","v":""},{"$f":"IF(W26=\"\",\"\",W26/'2_メイン'!$Z$19*1000*'2_メイン'!$Z$20)","v":""}]
[null,13,null,null,null,null,null,null,null,null,null,null,null,null,{"$f":"IF(H27=\"\",\"\",'3_床面積'!$Z$36)","v":""},null,"",null,{"$f":"IF(ISERROR(Q27),\"\",IF(Q27=\"\",\"\",Q27*'2_メイン'!$Z$19/1000))","v":""},{"$f":"IF(H27=\"\",\"\",'3_床面積'!$Z$35)","v":""},"","",{"$f":"IF(H27=\"\",\"\",F27*H27*V27*'2_メイン'!$Z$19/1000)","v":""},{"$f":"IF(Q27=\"\",\"\",Q27*'2_メイン'!$Z$20)","v":""},{"$f":"IF(W27=\"\",\"\",W27/'2_メイン'!$Z$19*1000*'2_メイン'!$Z$20)","v":""}]
[null,14,null,null,null,null,null,null,null,null,null,null,null,null,{"$f":"IF(H28=\"\",\"\",'3_床面積'!$Z$36)","v":""},null,"",null,{"$f":"IF(ISERROR(Q28),\"\",IF(Q28=\"\",\"\",Q28*'2_メイン'!$Z$19/1000))","v":""},{"$f":"IF(H28=\"\",\"\",'3_床面積'!$Z$35)","v":""},"","",{"$f":"IF(H28=\"\",\"\",F28*H28*V28*'2_メイン'!$Z$19/1000)","v":""},{"$f":"IF(Q28=\"\",\"\",Q28*'2_メイン'!$Z$20)","v":""},{"$f":"IF(W28=\"\",\"\",W28/'2_メイン'!$Z$19*1000*'2_メイン'!$Z$20)","v":""}]
[null,15,null,null,null,null,null,null,null,null,null,null,null,null,{"$f":"IF(H29=\"\",\"\",'3_床面積'!$Z$36)","v":""},null,"",null,{"$f":"IF(ISERROR(Q29),\"\",IF(Q29=\"\",\"\",Q29*'2_メイン'!$Z$19/1000))","v":""},{"$f":"IF(H29=\"\",\"\",'3_床面積'!$Z$35)","v":""},"","",{"$f":"IF(H29=\"\",\"\",F29*H29*V29*'2_メイン'!$Z$19/1000)","v":""},{"$f":"IF(Q29=\"\",\"\",Q29*'2_メイン'!$Z$20)","v":""},{"$f":"IF(W29=\"\",\"\",W29/'2_メイン'!$Z$19*1000*'2_メイン'!$Z$20)","v":""}]
[null,16,null,null,null,null,null,null,null,null,null,null,null,null,{"$f":"IF(H30=\"\",\"\",'3_床面積'!$Z$36)","v":""},null,"",null,{"$f":"IF(ISERROR(Q30),\"\",IF(Q30=\"\",\"\",Q30*'2_メイン'!$Z$19/1000))","v":""},{"$f":"IF(H30=\"\",\"\",'3_床面積'!$Z$35)","v":""},"","",{"$f":"IF(H30=\"\",\"\",F30*H30*V30*'2_メイン'!$Z$19/1000)","v":""},{"$f":"IF(Q30=\"\",\"\",Q30*'2_メイン'!$Z$20)","v":""},{"$f":"IF(W30=\"\",\"\",W30/'2_メイン'!$Z$19*1000*'2_メイン'!$Z$20)","v":""}]
[null,17,null,null,null,null,null,null,null,null,null,null,null,null,{"$f":"IF(H31=\"\",\"\",'3_床面積'!$Z$36)","v":""},null,"",null,{"$f":"IF(ISERROR(Q31),\"\",IF(Q31=\"\",\"\",Q31*'2_メイン'!$Z$19/1000))","v":""},{"$f":"IF(H31=\"\",\"\",'3_床面積'!$Z$35)","v":""},"","",{"$f":"IF(H31=\"\",\"\",F31*H31*V31*'2_メイン'!$Z$19/1000)","v":""},{"$f":"IF(Q31=\"\",\"\",Q31*'2_メイン'!$Z$20)","v":""},{"$f":"IF(W31=\"\",\"\",W31/'2_メイン'!$Z$19*1000*'2_メイン'!$Z$20)","v":""}]
[null,18,null,null,null,null,null,null,null,null,null,null,null,null,{"$f":"IF(H32=\"\",\"\",'3_床面積'!$Z$36)","v":""},null,"",null,{"$f":"IF(ISERROR(Q32),\"\",IF(Q32=\"\",\"\",Q32*'2_メイン'!$Z$19/1000))","v":""},{"$f":"IF(H32=\"\",\"\",'3_床面積'!$Z$35)","v":""},"","",{"$f":"IF(H32=\"\",\"\",F32*H32*V32*'2_メイン'!$Z$19/1000)","v":""},{"$f":"IF(Q32=\"\",\"\",Q32*'2_メイン'!$Z$20)","v":""},{"$f":"IF(W32=\"\",\"\",W32/'2_メイン'!$Z$19*1000*'2_メイン'!$Z$20)","v":""}]
[null,19,null,null,null,null,null,null,null,null,null,null,null,null,{"$f":"IF(H33=\"\",\"\",'3_床面積'!$Z$36)","v":""},null,"",null,{"$f":"IF(ISERROR(Q33),\"\",IF(Q33=\"\",\"\",Q33*'2_メイン'!$Z$19/1000))","v":""},{"$f":"IF(H33=\"\",\"\",'3_床面積'!$Z$35)","v":""},"","",{"$f":"IF(H33=\"\",\"\",F33*H33*V33*'2_メイン'!$Z$19/1000)","v":""},{"$f":"IF(Q33=\"\",\"\",Q33*'2_メイン'!$Z$20)","v":""},{"$f":"IF(W33=\"\",\"\",W33/'2_メイン'!$Z$19*1000*'2_メイン'!$Z$20)","v":""}]
[null,20,null,null,null,null,null,null,null,null,null,null,null,null,{"$f":"IF(H34=\"\",\"\",'3_床面積'!$Z$36)","v":""},null,"",null,{"$f":"IF(ISERROR(Q34),\"\",IF(Q34=\"\",\"\",Q34*'2_メイン'!$Z$19/1000))","v":""},{"$f":"IF(H34=\"\",\"\",'3_床面積'!$Z$35)","v":""},"","",{"$f":"IF(H34=\"\",\"\",F34*H34*V34*'2_メイン'!$Z$19/1000)","v":""},{"$f":"IF(Q34=\"\",\"\",Q34*'2_メイン'!$Z$20)","v":""},{"$f":"IF(W34=\"\",\"\",W34/'2_メイン'!$Z$19*1000*'2_メイン'!$Z$20)","v":""}]
[null,21,null,null,null,null,null,null,null,null,null,null,null,null,{"$f":"IF(H35=\"\",\"\",'3_床面積'!$Z$36)","v":""},null,"",null,{"$f":"IF(ISERROR(Q35),\"\",IF(Q35=\"\",\"\",Q35*'2_メイン'!$Z$19/1000))","v":""},{"$f":"IF(H35=\"\",\"\",'3_床面積'!$Z$35)","v":""},"","",{"$f":"IF(H35=\"\",\"\",F35*H35*V35*'2_メイン'!$Z$19/1000)","v":""},{"$f":"IF(Q35=\"\",\"\",Q35*'2_メイン'!$Z$20)","v":""},{"$f":"IF(W35=\"\",\"\",W35/'2_メイン'!$Z$19*1000*'2_メイン'!$Z$20)","v":""}]
[null,22,null,null,null,null,null,null,null,null,null,null,null,null,{"$f":"IF(H36=\"\",\"\",'3_床面積'!$Z$36)","v":""},null,"",null,{"$f":"IF(ISERROR(Q36),\"\",IF(Q36=\"\",\"\",Q36*'2_メイン'!$Z$19/1000))","v":""},{"$f":"IF(H36=\"\",\"\",'3_床面積'!$Z$35)","v":""},"","",{"$f":"IF(H36=\"\",\"\",F36*H36*V36*'2_メイン'!$Z$19/1000)","v":""},{"$f":"IF(Q36=\"\",\"\",Q36*'2_メイン'!$Z$20)","v":""},{"$f":"IF(W36=\"\",\"\",W36/'2_メイン'!$Z$19*1000*'2_メイン'!$Z$20)","v":""}]
[null,23,null,null,null,null,null,null,null,null,null,null,null,null,{"$f":"IF(H37=\"\",\"\",'3_床面積'!$Z$36)","v":""},null,"",null,{"$f":"IF(ISERROR(Q37),\"\",IF(Q37=\"\",\"\",Q37*'2_メイン'!$Z$19/1000))","v":""},{"$f":"IF(H37=\"\",\"\",'3_床面積'!$Z$35)","v":""},"","",{"$f":"IF(H37=\"\",\"\",F37*H37*V37*'2_メイン'!$Z$19/1000)","v":""},{"$f":"IF(Q37=\"\",\"\",Q37*'2_メイン'!$Z$20)","v":""},{"$f":"IF(W37=\"\",\"\",W37/'2_メイン'!$Z$19*1000*'2_メイン'!$Z$20)","v":""}]
[null,24,null,null,null,null,null,null,null,null,null,null,null,null,{"$f":"IF(H38=\"\",\"\",'3_床面積'!$Z$36)","v":""},null,"",null,{"$f":"IF(ISERROR(Q38),\"\",IF(Q38=\"\",\"\",Q38*'2_メイン'!$Z$19/1000))","v":""},{"$f":"IF(H38=\"\",\"\",'3_床面積'!$Z$35)","v":""},"","",{"$f":"IF(H38=\"\",\"\",F38*H38*V38*'2_メイン'!$Z$19/1000)","v":""},{"$f":"IF(Q38=\"\",\"\",Q38*'2_メイン'!$Z$20)","v":""},{"$f":"IF(W38=\"\",\"\",W38/'2_メイン'!$Z$19*1000*'2_メイン'!$Z$20)","v":""}]
[null,25,null,null,null,null,null,null,null,null,null,null,null,null,{"$f":"IF(H39=\"\",\"\",'3_床面積'!$Z$36)","v":""},null,"",null,{"$f":"IF(ISERROR(Q39),\"\",IF(Q39=\"\",\"\",Q39*'2_メイン'!$Z$19/1000))","v":""},{"$f":"IF(H39=\"\",\"\",'3_床面積'!$Z$35)","v":""},"","",{"$f":"IF(H39=\"\",\"\",F39*H39*V39*'2_メイン'!$Z$19/1000)","v":""},{"$f":"IF(Q39=\"\",\"\",Q39*'2_メイン'!$Z$20)","v":""},{"$f":"IF(W39=\"\",\"\",W39/'2_メイン'!$Z$19*1000*'2_メイン'!$Z$20)","v":""}]
[null,26,null,null,null,null,null,null,null,null,null,null,null,null,{"$f":"IF(H40=\"\",\"\",'3_床面積'!$Z$36)","v":""},null,"",null,{"$f":"IF(ISERROR(Q40),\"\",IF(Q40=\"\",\"\",Q40*'2_メイン'!$Z$19/1000))","v":""},{"$f":"IF(H40=\"\",\"\",'3_床面積'!$Z$35)","v":""},"","",{"$f":"IF(H40=\"\",\"\",F40*H40*V40*'2_メイン'!$Z$19/1000)","v":""},{"$f":"IF(Q40=\"\",\"\",Q40*'2_メイン'!$Z$20)","v":""},{"$f":"IF(W40=\"\",\"\",W40/'2_メイン'!$Z$19*1000*'2_メイン'!$Z$20)","v":""}]
[null,27,null,null,null,null,null,null,null,null,null,null,null,null,{"$f":"IF(H41=\"\",\"\",'3_床面積'!$Z$36)","v":""},null,"",null,{"$f":"IF(ISERROR(Q41),\"\",IF(Q41=\"\",\"\",Q41*'2_メイン'!$Z$19/1000))","v":""},{"$f":"IF(H41=\"\",\"\",'3_床面積'!$Z$35)","v":""},"","",{"$f":"IF(H41=\"\",\"\",F41*H41*V41*'2_メイン'!$Z$19/1000)","v":""},{"$f":"IF(Q41=\"\",\"\",Q41*'2_メイン'!$Z$20)","v":""},{"$f":"IF(W41=\"\",\"\",W41/'2_メイン'!$Z$19*1000*'2_メイン'!$Z$20)","v":""}]
[null,28,null,null,null,null,null,null,null,null,null,null,null,null,{"$f":"IF(H42=\"\",\"\",'3_床面積'!$Z$36)","v":""},null,"",null,{"$f":"IF(ISERROR(Q42),\"\",IF(Q42=\"\",\"\",Q42*'2_メイン'!$Z$19/1000))","v":""},{"$f":"IF(H42=\"\",\"\",'3_床面積'!$Z$35)","v":""},"","",{"$f":"IF(H42=\"\",\"\",F42*H42*V42*'2_メイン'!$Z$19/1000)","v":""},{"$f":"IF(Q42=\"\",\"\",Q42*'2_メイン'!$Z$20)","v":""},{"$f":"IF(W42=\"\",\"\",W42/'2_メイン'!$Z$19*1000*'2_メイン'!$Z$20)","v":""}]
[null,29,null,null,null,null,null,null,null,null,null,null,null,null,{"$f":"IF(H43=\"\",\"\",'3_床面積'!$Z$36)","v":""},null,"",null,{"$f":"IF(ISERROR(Q43),\"\",IF(Q43=\"\",\"\",Q43*'2_メイン'!$Z$19/1000))","v":""},{"$f":"IF(H43=\"\",\"\",'3_床面積'!$Z$35)","v":""},"","",{"$f":"IF(H43=\"\",\"\",F43*H43*V43*'2_メイン'!$Z$19/1000)","v":""},{"$f":"IF(Q43=\"\",\"\",Q43*'2_メイン'!$Z$20)","v":""},{"$f":"IF(W43=\"\",\"\",W43/'2_メイン'!$Z$19*1000*'2_メイン'!$Z$20)","v":""}]
[null,30,null,null,null,null,null,null,null,null,null,null,null,null,{"$f":"IF(H44=\"\",\"\",'3_床面積'!$Z$36)","v":""},null,"",null,{"$f":"IF(ISERROR(Q44),\"\",IF(Q44=\"\",\"\",Q44*'2_メイン'!$Z$19/1000))","v":""},{"$f":"IF(H44=\"\",\"\",'3_床面積'!$Z$35)","v":""},"","",{"$f":"IF(H44=\"\",\"\",F44*H44*V44*'2_メイン'!$Z$19/1000)","v":""},{"$f":"IF(Q44=\"\",\"\",Q44*'2_メイン'!$Z$20)","v":""},{"$f":"IF(W44=\"\",\"\",W44/'2_メイン'!$Z$19*1000*'2_メイン'!$Z$20)","v":""}]
[null,31,null,null,null,null,null,null,null,null,null,null,null,null,{"$f":"IF(H45=\"\",\"\",'3_床面積'!$Z$36)","v":""},null,"",null,{"$f":"IF(ISERROR(Q45),\"\",IF(Q45=\"\",\"\",Q45*'2_メイン'!$Z$19/1000))","v":""},{"$f":"IF(H45=\"\",\"\",'3_床面積'!$Z$35)","v":""},"","",{"$f":"IF(H45=\"\",\"\",F45*H45*V45*'2_メイン'!$Z$19/1000)","v":""},{"$f":"IF(Q45=\"\",\"\",Q45*'2_メイン'!$Z$20)","v":""},{"$f":"IF(W45=\"\",\"\",W45/'2_メイン'!$Z$19*1000*'2_メイン'!$Z$20)","v":""}]
[null,32,null,null,null,null,null,null,null,null,null,null,null,null,{"$f":"IF(H46=\"\",\"\",'3_床面積'!$Z$36)","v":""},null,"",null,{"$f":"IF(ISERROR(Q46),\"\",IF(Q46=\"\",\"\",Q46*'2_メイン'!$Z$19/1000))","v":""},{"$f":"IF(H46=\"\",\"\",'3_床面積'!$Z$35)","v":""},"","",{"$f":"IF(H46=\"\",\"\",F46*H46*V46*'2_メイン'!$Z$19/1000)","v":""},{"$f":"IF(Q46=\"\",\"\",Q46*'2_メイン'!$Z$20)","v":""},{"$f":"IF(W46=\"\",\"\",W46/'2_メイン'!$Z$19*1000*'2_メイン'!$Z$20)","v":""}]
[null,33,null,null,null,null,null,null,null,null,null,null,null,null,{"$f":"IF(H47=\"\",\"\",'3_床面積'!$Z$36)","v":""},null,{"$f":"IF(H47=\"\",\"\",F47*H47*V47*(1-SUMIF(I47:N47,\"○\",$AB$5:$AG$5)))","v":""},null,{"$f":"IF(ISERROR(Q47),\"\",IF(Q47=\"\",\"\",Q47*'2_メイン'!$Z$19/1000))","v":""},{"$f":"IF(H47=\"\",\"\",'3_床面積'!$Z$35)","v":""},"","",{"$f":"IF(H47=\"\",\"\",F47*H47*V47*'2_メイン'!$Z$19/1000)","v":""},{"$f":"IF(Q47=\"\",\"\",Q47*'2_メイン'!$Z$20)","v":""},{"$f":"IF(W47=\"\",\"\",W47/'2_メイン'!$Z$19*1000*'2_メイン'!$Z$20)","v":""}]
[null,34,null,null,null,null,null,null,null,null,null,null,null,null,{"$f":"IF(H48=\"\",\"\",'3_床面積'!$Z$36)","v":""},null,"",null,{"$f":"IF(ISERROR(Q48),\"\",IF(Q48=\"\",\"\",Q48*'2_メイン'!$Z$19/1000))","v":""},{"$f":"IF(H48=\"\",\"\",'3_床面積'!$Z$35)","v":""},"","",{"$f":"IF(H48=\"\",\"\",F48*H48*V48*'2_メイン'!$Z$19/1000)","v":""},{"$f":"IF(Q48=\"\",\"\",Q48*'2_メイン'!$Z$20)","v":""},{"$f":"IF(W48=\"\",\"\",W48/'2_メイン'!$Z$19*1000*'2_メイン'!$Z$20)","v":""}]
[null,35,null,null,null,null,null,null,null,null,null,null,null,null,{"$f":"IF(H49=\"\",\"\",'3_床面積'!$Z$36)","v":""},null,"",null,{"$f":"IF(ISERROR(Q49),\"\",IF(Q49=\"\",\"\",Q49*'2_メイン'!$Z$19/1000))","v":""},{"$f":"IF(H49=\"\",\"\",'3_床面積'!$Z$35)","v":""},"","",{"$f":"IF(H49=\"\",\"\",F49*H49*V49*'2_メイン'!$Z$19/1000)","v":""},{"$f":"IF(Q49=\"\",\"\",Q49*'2_メイン'!$Z$20)","v":""},{"$f":"IF(W49=\"\",\"\",W49/'2_メイン'!$Z$19*1000*'2_メイン'!$Z$20)","v":""}]
[null,36,null,null,null,null,null,null,null,null,null,null,null,null,{"$f":"IF(H50=\"\",\"\",'3_床面積'!$Z$36)","v":""},null,"",null,{"$f":"IF(ISERROR(Q50),\"\",IF(Q50=\"\",\"\",Q50*'2_メイン'!$Z$19/1000))","v":""},{"$f":"IF(H50=\"\",\"\",'3_床面積'!$Z$35)","v":""},"","",{"$f":"IF(H50=\"\",\"\",F50*H50*V50*'2_メイン'!$Z$19/1000)","v":""},{"$f":"IF(Q50=\"\",\"\",Q50*'2_メイン'!$Z$20)","v":""},{"$f":"IF(W50=\"\",\"\",W50/'2_メイン'!$Z$19*1000*'2_メイン'!$Z$20)","v":""}]
[null,37,null,null,null,null,null,null,null,null,null,null,null,null,{"$f":"IF(H51=\"\",\"\",'3_床面積'!$Z$36)","v":""},null,"",null,{"$f":"IF(ISERROR(Q51),\"\",IF(Q51=\"\",\"\",Q51*'2_メイン'!$Z$19/1000))","v":""},{"$f":"IF(H51=\"\",\"\",'3_床面積'!$Z$35)","v":""},"","",{"$f":"IF(H51=\"\",\"\",F51*H51*V51*'2_メイン'!$Z$19/1000)","v":""},{"$f":"IF(Q51=\"\",\"\",Q51*'2_メイン'!$Z$20)","v":""},{"$f":"IF(W51=\"\",\"\",W51/'2_メイン'!$Z$19*1000*'2_メイン'!$Z$20)","v":""}]
[null,38,null,null,null,null,null,null,null,null,null,null,null,null,{"$f":"IF(H52=\"\",\"\",'3_床面積'!$Z$36)","v":""},null,"",null,{"$f":"IF(ISERROR(Q52),\"\",IF(Q52=\"\",\"\",Q52*'2_メイン'!$Z$19/1000))","v":""},{"$f":"IF(H52=\"\",\"\",'3_床面積'!$Z$35)","v":""},"","",{"$f":"IF(H52=\"\",\"\",F52*H52*V52*'2_メイン'!$Z$19/1000)","v":""},{"$f":"IF(Q52=\"\",\"\",Q52*'2_メイン'!$Z$20)","v":""},{"$f":"IF(W52=\"\",\"\",W52/'2_メイン'!$Z$19*1000*'2_メイン'!$Z$20)","v":""}]
[null,39,null,null,null,null,null,null,null,null,null,null,null,null,{"$f":"IF(H53=\"\",\"\",'3_床面積'!$Z$36)","v":""},null,"",null,{"$f":"IF(ISERROR(Q53),\"\",IF(Q53=\"\",\"\",Q53*'2_メイン'!$Z$19/1000))","v":""},{"$f":"IF(H53=\"\",\"\",'3_床面積'!$Z$35)","v":""},"","",{"$f":"IF(H53=\"\",\"\",F53*H53*V53*'2_メイン'!$Z$19/1000)","v":""},{"$f":"IF(Q53=\"\",\"\",Q53*'2_メイン'!$Z$20)","v":""},{"$f":"IF(W53=\"\",\"\",W53/'2_メイン'!$Z$19*1000*'2_メイン'!$Z$20)","v":""}]
[null,40,null,null,null,null,null,null,null,null,null,null,null,null,{"$f":"IF(H54=\"\",\"\",'3_床面積'!$Z$36)","v":""},null,"",null,{"$f":"IF(ISERROR(Q54),\"\",IF(Q54=\"\",\"\",Q54*'2_メイン'!$Z$19/1000))","v":""},{"$f":"IF(H54=\"\",\"\",'3_床面積'!$Z$35)","v":""},"","",{"$f":"IF(H54=\"\",\"\",F54*H54*V54*'2_メイン'!$Z$19/1000)","v":""},{"$f":"IF(Q54=\"\",\"\",Q54*'2_メイン'!$Z$20)","v":""},{"$f":"IF(W54=\"\",\"\",W54/'2_メイン'!$Z$19*1000*'2_メイン'!$Z$20)","v":""}]
[null,41,null,null,null,null,null,null,null,null,null,null,null,null,{"$f":"IF(H55=\"\",\"\",'3_床面積'!$Z$36)","v":""},null,"",null,{"$f":"IF(ISERROR(Q55),\"\",IF(Q55=\"\",\"\",Q55*'2_メイン'!$Z$19/1000))","v":""},{"$f":"IF(H55=\"\",\"\",'3_床面積'!$Z$35)","v":""},"","",{"$f":"IF(H55=\"\",\"\",F55*H55*V55*'2_メイン'!$Z$19/1000)","v":""},{"$f":"IF(Q55=\"\",\"\",Q55*'2_メイン'!$Z$20)","v":""},{"$f":"IF(W55=\"\",\"\",W55/'2_メイン'!$Z$19*1000*'2_メイン'!$Z$20)","v":""}]
[null,42,null,null,null,null,null,null,null,null,null,null,null,null,{"$f":"IF(H56=\"\",\"\",'3_床面積'!$Z$36)","v":""},null,"",null,{"$f":"IF(ISERROR(Q56),\"\",IF(Q56=\"\",\"\",Q56*'2_メイン'!$Z$19/1000))","v":""},{"$f":"IF(H56=\"\",\"\",'3_床面積'!$Z$35)","v":""},"","",{"$f":"IF(H56=\"\",\"\",F56*H56*V56*'2_メイン'!$Z$19/1000)","v":""},{"$f":"IF(Q56=\"\",\"\",Q56*'2_メイン'!$Z$20)","v":""},{"$f":"IF(W56=\"\",\"\",W56/'2_メイン'!$Z$19*1000*'2_メイン'!$Z$20)","v":""}]
[null,43,null,null,null,null,null,null,null,null,null,null,null,null,{"$f":"IF(H57=\"\",\"\",'3_床面積'!$Z$36)","v":""},null,"",null,{"$f":"IF(ISERROR(Q57),\"\",IF(Q57=\"\",\"\",Q57*'2_メイン'!$Z$19/1000))","v":""},{"$f":"IF(H57=\"\",\"\",'3_床面積'!$Z$35)","v":""},"","",{"$f":"IF(H57=\"\",\"\",F57*H57*V57*'2_メイン'!$Z$19/1000)","v":""},{"$f":"IF(Q57=\"\",\"\",Q57*'2_メイン'!$Z$20)","v":""},{"$f":"IF(W57=\"\",\"\",W57/'2_メイン'!$Z$19*1000*'2_メイン'!$Z$20)","v":""}]
[null,44,null,null,null,null,null,null,null,null,null,null,null,null,{"$f":"IF(H58=\"\",\"\",'3_床面積'!$Z$36)","v":""},null,"",null,{"$f":"IF(ISERROR(Q58),\"\",IF(Q58=\"\",\"\",Q58*'2_メイン'!$Z$19/1000))","v":""},{"$f":"IF(H58=\"\",\"\",'3_床面積'!$Z$35)","v":""},"","",{"$f":"IF(H58=\"\",\"\",F58*H58*V58*'2_メイン'!$Z$19/1000)","v":""},{"$f":"IF(Q58=\"\",\"\",Q58*'2_メイン'!$Z$20)","v":""},{"$f":"IF(W58=\"\",\"\",W58/'2_メイン'!$Z$19*1000*'2_メイン'!$Z$20)","v":""}]
[null,45,null,null,null,null,null,null,null,null,null,null,null,null,{"$f":"IF(H59=\"\",\"\",'3_床面積'!$Z$36)","v":""},null,"",null,{"$f":"IF(ISERROR(Q59),\"\",IF(Q59=\"\",\"\",Q59*'2_メイン'!$Z$19/1000))","v":""},{"$f":"IF(H59=\"\",\"\",'3_床面積'!$Z$35)","v":""},"","",{"$f":"IF(H59=\"\",\"\",F59*H59*V59*'2_メイン'!$Z$19/1000)","v":""},{"$f":"IF(Q59=\"\",\"\",Q59*'2_メイン'!$Z$20)","v":""},{"$f":"IF(W59=\"\",\"\",W59/'2_メイン'!$Z$19*1000*'2_メイン'!$Z$20)","v":""}]
[null,46,null,null,null,null,null,null,null,null,null,null,null,null,{"$f":"IF(H60=\"\",\"\",'3_床面積'!$Z$36)","v":""},null,"",null,{"$f":"IF(ISERROR(Q60),\"\",IF(Q60=\"\",\"\",Q60*'2_メイン'!$Z$19/1000))","v":""},{"$f":"IF(H60=\"\",\"\",'3_床面積'!$Z$35)","v":""},"","",{"$f":"IF(H60=\"\",\"\",F60*H60*V60*'2_メイン'!$Z$19/1000)","v":""},{"$f":"IF(Q60=\"\",\"\",Q60*'2_メイン'!$Z$20)","v":""},{"$f":"IF(W60=\"\",\"\",W60/'2_メイン'!$Z$19*1000*'2_メイン'!$Z$20)","v":""}]
[null,47,null,null,null,null,null,null,null,null,null,null,null,null,{"$f":"IF(H61=\"\",\"\",'3_床面積'!$Z$36)","v":""},null,"",null,{"$f":"IF(ISERROR(Q61),\"\",IF(Q61=\"\",\"\",Q61*'2_メイン'!$Z$19/1000))","v":""},{"$f":"IF(H61=\"\",\"\",'3_床面積'!$Z$35)","v":""},"","",{"$f":"IF(H61=\"\",\"\",F61*H61*V61*'2_メイン'!$Z$19/1000)","v":""},{"$f":"IF(Q61=\"\",\"\",Q61*'2_メイン'!$Z$20)","v":""},{"$f":"IF(W61=\"\",\"\",W61/'2_メイン'!$Z$19*1000*'2_メイン'!$Z$20)","v":""}]
[null,48,null,null,null,null,null,null,null,null,null,null,null,null,{"$f":"IF(H62=\"\",\"\",'3_床面積'!$Z$36)","v":""},null,"",null,{"$f":"IF(ISERROR(Q62),\"\",IF(Q62=\"\",\"\",Q62*'2_メイン'!$Z$19/1000))","v":""},{"$f":"IF(H62=\"\",\"\",'3_床面積'!$Z$35)","v":""},"","",{"$f":"IF(H62=\"\",\"\",F62*H62*V62*'2_メイン'!$Z$19/1000)","v":""},{"$f":"IF(Q62=\"\",\"\",Q62*'2_メイン'!$Z$20)","v":""},{"$f":"IF(W62=\"\",\"\",W62/'2_メイン'!$Z$19*1000*'2_メイン'!$Z$20)","v":""}]
[null,49,null,null,null,null,null,null,null,null,null,null,null,null,{"$f":"IF(H63=\"\",\"\",'3_床面積'!$Z$36)","v":""},null,"",null,{"$f":"IF(ISERROR(Q63),\"\",IF(Q63=\"\",\"\",Q63*'2_メイン'!$Z$19/1000))","v":""},{"$f":"IF(H63=\"\",\"\",'3_床面積'!$Z$35)","v":""},"","",{"$f":"IF(H63=\"\",\"\",F63*H63*V63*'2_メイン'!$Z$19/1000)","v":""},{"$f":"IF(Q63=\"\",\"\",Q63*'2_メイン'!$Z$20)","v":""},{"$f":"IF(W63=\"\",\"\",W63/'2_メイン'!$Z$19*1000*'2_メイン'!$Z$20)","v":""}]
[null,50,null,null,null,null,null,null,null,null,null,null,null,null,{"$f":"IF(H64=\"\",\"\",'3_床面積'!$Z$36)","v":""},null,"",null,{"$f":"IF(ISERROR(Q64),\"\",IF(Q64=\"\",\"\",Q64*'2_メイン'!$Z$19/1000))","v":""},{"$f":"IF(H64=\"\",\"\",'3_床面積'!$Z$35)","v":""},"","",{"$f":"IF(H64=\"\",\"\",F64*H64*V64*'2_メイン'!$Z$19/1000)","v":""},{"$f":"IF(Q64=\"\",\"\",Q64*'2_メイン'!$Z$20)","v":""},{"$f":"IF(W64=\"\",\"\",W64/'2_メイン'!$Z$19*1000*'2_メイン'!$Z$20)","v":""}]
[null,51,null,null,null,null,null,null,null,null,null,null,null,null,{"$f":"IF(H65=\"\",\"\",'3_床面積'!$Z$36)","v":""},null,"",null,{"$f":"IF(ISERROR(Q65),\"\",IF(Q65=\"\",\"\",Q65*'2_メイン'!$Z$19/1000))","v":""},{"$f":"IF(H65=\"\",\"\",'3_床面積'!$Z$35)","v":""},"","",{"$f":"IF(H65=\"\",\"\",F65*H65*V65*'2_メイン'!$Z$19/1000)","v":""},{"$f":"IF(Q65=\"\",\"\",Q65*'2_メイン'!$Z$20)","v":""},{"$f":"IF(W65=\"\",\"\",W65/'2_メイン'!$Z$19*1000*'2_メイン'!$Z$20)","v":""}]
[null,52,null,null,null,null,null,null,null,null,null,null,null,null,{"$f":"IF(H66=\"\",\"\",'3_床面積'!$Z$36)","v":""},null,"",null,{"$f":"IF(ISERROR(Q66),\"\",IF(Q66=\"\",\"\",Q66*'2_メイン'!$Z$19/1000))","v":""},{"$f":"IF(H66=\"\",\"\",'3_床面積'!$Z$35)","v":""},"","",{"$f":"IF(H66=\"\",\"\",F66*H66*V66*'2_メイン'!$Z$19/1000)","v":""},{"$f":"IF(Q66=\"\",\"\",Q66*'2_メイン'!$Z$20)","v":""},{"$f":"IF(W66=\"\",\"\",W66/'2_メイン'!$Z$19*1000*'2_メイン'!$Z$20)","v":""}]
[null,53,null,null,null,null,null,null,null,null,null,null,null,null,{"$f":"IF(H67=\"\",\"\",'3_床面積'!$Z$36)","v":""},null,"",null,{"$f":"IF(ISERROR(Q67),\"\",IF(Q67=\"\",\"\",Q67*'2_メイン'!$Z$19/1000))","v":""},{"$f":"IF(H67=\"\",\"\",'3_床面積'!$Z$35)","v":""},"","",{"$f":"IF(H67=\"\",\"\",F67*H67*V67*'2_メイン'!$Z$19/1000)","v":""},{"$f":"IF(Q67=\"\",\"\",Q67*'2_メイン'!$Z$20)","v":""},{"$f":"IF(W67=\"\",\"\",W67/'2_メイン'!$Z$19*1000*'2_メイン'!$Z$20)","v":""}]
[null,54,null,null,null,null,null,null,null,null,null,null,null,null,{"$f":"IF(H68=\"\",\"\",'3_床面積'!$Z$36)","v":""},null,"",null,{"$f":"IF(ISERROR(Q68),\"\",IF(Q68=\"\",\"\",Q68*'2_メイン'!$Z$19/1000))","v":""},{"$f":"IF(H68=\"\",\"\",'3_床面積'!$Z$35)","v":""},"","",{"$f":"IF(H68=\"\",\"\",F68*H68*V68*'2_メイン'!$Z$19/1000)","v":""},{"$f":"IF(Q68=\"\",\"\",Q68*'2_メイン'!$Z$20)","v":""},{"$f":"IF(W68=\"\",\"\",W68/'2_メイン'!$Z$19*1000*'2_メイン'!$Z$20)","v":""}]
[null,55,null,null,null,null,null,null,null,null,null,null,null,null,{"$f":"IF(H69=\"\",\"\",'3_床面積'!$Z$36)","v":""},null,"",null,{"$f":"IF(ISERROR(Q69),\"\",IF(Q69=\"\",\"\",Q69*'2_メイン'!$Z$19/1000))","v":""},{"$f":"IF(H69=\"\",\"\",'3_床面積'!$Z$35)","v":""},"","",{"$f":"IF(H69=\"\",\"\",F69*H69*V69*'2_メイン'!$Z$19/1000)","v":""},{"$f":"IF(Q69=\"\",\"\",Q69*'2_メイン'!$Z$20)","v":""},{"$f":"IF(W69=\"\",\"\",W69/'2_メイン'!$Z$19*1000*'2_メイン'!$Z$20)","v":""}]
[null,56,null,null,null,null,null,null,null,null,null,null,null,null,{"$f":"IF(H70=\"\",\"\",'3_床面積'!$Z$36)","v":""},null,"",null,{"$f":"IF(ISERROR(Q70),\"\",IF(Q70=\"\",\"\",Q70*'2_メイン'!$Z$19/1000))","v":""},{"$f":"IF(H70=\"\",\"\",'3_床面積'!$Z$35)","v":""},"","",{"$f":"IF(H70=\"\",\"\",F70*H70*V70*'2_メイン'!$Z$19/1000)","v":""},{"$f":"IF(Q70=\"\",\"\",Q70*'2_メイン'!$Z$20)","v":""},{"$f":"IF(W70=\"\",\"\",W70/'2_メイン'!$Z$19*1000*'2_メイン'!$Z$20)","v":""}]
[null,57,null,null,null,null,null,null,null,null,null,null,null,null,{"$f":"IF(H71=\"\",\"\",'3_床面積'!$Z$36)","v":""},null,"",null,{"$f":"IF(ISERROR(Q71),\"\",IF(Q71=\"\",\"\",Q71*'2_メイン'!$Z$19/1000))","v":""},{"$f":"IF(H71=\"\",\"\",'3_床面積'!$Z$35)","v":""},"","",{"$f":"IF(H71=\"\",\"\",F71*H71*V71*'2_メイン'!$Z$19/1000)","v":""},{"$f":"IF(Q71=\"\",\"\",Q71*'2_メイン'!$Z$20)","v":""},{"$f":"IF(W71=\"\",\"\",W71/'2_メイン'!$Z$19*1000*'2_メイン'!$Z$20)","v":""}]
[null,58,null,null,null,null,null,null,null,null,null,null,null,null,{"$f":"IF(H72=\"\",\"\",'3_床面積'!$Z$36)","v":""},null,"",null,{"$f":"IF(ISERROR(Q72),\"\",IF(Q72=\"\",\"\",Q72*'2_メイン'!$Z$19/1000))","v":""},{"$f":"IF(H72=\"\",\"\",'3_床面積'!$Z$35)","v":""},"","",{"$f":"IF(H72=\"\",\"\",F72*H72*V72*'2_メイン'!$Z$19/1000)","v":""},{"$f":"IF(Q72=\"\",\"\",Q72*'2_メイン'!$Z$20)","v":""},{"$f":"IF(W72=\"\",\"\",W72/'2_メイン'!$Z$19*1000*'2_メイン'!$Z$20)","v":""}]
[null,59,null,null,null,null,null,null,null,null,null,null,null,null,{"$f":"IF(H73=\"\",\"\",'3_床面積'!$Z$36)","v":""},null,"",null,{"$f":"IF(ISERROR(Q73),\"\",IF(Q73=\"\",\"\",Q73*'2_メイン'!$Z$19/1000))","v":""},{"$f":"IF(H73=\"\",\"\",'3_床面積'!$Z$35)","v":""},"","",{"$f":"IF(H73=\"\",\"\",F73*H73*V73*'2_メイン'!$Z$19/1000)","v":""},{"$f":"IF(Q73=\"\",\"\",Q73*'2_メイン'!$Z$20)","v":""},{"$f":"IF(W73=\"\",\"\",W73/'2_メイン'!$Z$19*1000*'2_メイン'!$Z$20)","v":""}]
[null,60,null,null,null,null,null,null,null,null,null,null,null,null,{"$f":"IF(H74=\"\",\"\",'3_床面積'!$Z$36)","v":""},null,"",null,{"$f":"IF(ISERROR(Q74),\"\",IF(Q74=\"\",\"\",Q74*'2_メイン'!$Z$19/1000))","v":""},{"$f":"IF(H74=\"\",\"\",'3_床面積'!$Z$35)","v":""},"","",{"$f":"IF(H74=\"\",\"\",F74*H74*V74*'2_メイン'!$Z$19/1000)","v":""},{"$f":"IF(Q74=\"\",\"\",Q74*'2_メイン'!$Z$20)","v":""},{"$f":"IF(W74=\"\",\"\",W74/'2_メイン'!$Z$19*1000*'2_メイン'!$Z$20)","v":""}]
[null,61,null,null,null,null,null,null,null,null,null,null,null,null,{"$f":"IF(H75=\"\",\"\",'3_床面積'!$Z$36)","v":""},null,"",null,{"$f":"IF(ISERROR(Q75),\"\",IF(Q75=\"\",\"\",Q75*'2_メイン'!$Z$19/1000))","v":""},{"$f":"IF(H75=\"\",\"\",'3_床面積'!$Z$35)","v":""},"","",{"$f":"IF(H75=\"\",\"\",F75*H75*V75*'2_メイン'!$Z$19/1000)","v":""},{"$f":"IF(Q75=\"\",\"\",Q75*'2_メイン'!$Z$20)","v":""},{"$f":"IF(W75=\"\",\"\",W75/'2_メイン'!$Z$19*1000*'2_メイン'!$Z$20)","v":""}]
[null,62,null,null,null,null,null,null,null,null,null,null,null,null,{"$f":"IF(H76=\"\",\"\",'3_床面積'!$Z$36)","v":""},null,"",null,{"$f":"IF(ISERROR(Q76),\"\",IF(Q76=\"\",\"\",Q76*'2_メイン'!$Z$19/1000))","v":""},{"$f":"IF(H76=\"\",\"\",'3_床面積'!$Z$35)","v":""},"","",{"$f":"IF(H76=\"\",\"\",F76*H76*V76*'2_メイン'!$Z$19/1000)","v":""},{"$f":"IF(Q76=\"\",\"\",Q76*'2_メイン'!$Z$20)","v":""},{"$f":"IF(W76=\"\",\"\",W76/'2_メイン'!$Z$19*1000*'2_メイン'!$Z$20)","v":""}]
[null,63,null,null,null,null,null,null,null,null,null,null,null,null,{"$f":"IF(H77=\"\",\"\",'3_床面積'!$Z$36)","v":""},null,"",null,{"$f":"IF(ISERROR(Q77),\"\",IF(Q77=\"\",\"\",Q77*'2_メイン'!$Z$19/1000))","v":""},{"$f":"IF(H77=\"\",\"\",'3_床面積'!$Z$35)","v":""},"","",{"$f":"IF(H77=\"\",\"\",F77*H77*V77*'2_メイン'!$Z$19/1000)","v":""},{"$f":"IF(Q77=\"\",\"\",Q77*'2_メイン'!$Z$20)","v":""},{"$f":"IF(W77=\"\",\"\",W77/'2_メイン'!$Z$19*1000*'2_メイン'!$Z$20)","v":""}]
[null,64,null,null,null,null,null,null,null,null,null,null,null,null,{"$f":"IF(H78=\"\",\"\",'3_床面積'!$Z$36)","v":""},null,"",null,{"$f":"IF(ISERROR(Q78),\"\",IF(Q78=\"\",\"\",Q78*'2_メイン'!$Z$19/1000))","v":""},{"$f":"IF(H78=\"\",\"\",'3_床面積'!$Z$35)","v":""},"","",{"$f":"IF(H78=\"\",\"\",F78*H78*V78*'2_メイン'!$Z$19/1000)","v":""},{"$f":"IF(Q78=\"\",\"\",Q78*'2_メイン'!$Z$20)","v":""},{"$f":"IF(W78=\"\",\"\",W78/'2_メイン'!$Z$19*1000*'2_メイン'!$Z$20)","v":""}]
[null,65,null,null,null,null,null,null,null,null,null,null,null,null,{"$f":"IF(H79=\"\",\"\",'3_床面積'!$Z$36)","v":""},null,{"$f":"IF(H79=\"\",\"\",F79*H79*V79*(1-SUMIF(I79:N79,\"○\",$AB$5:$AG$5)))","v":""},null,{"$f":"IF(ISERROR(Q79),\"\",IF(Q79=\"\",\"\",Q79*'2_メイン'!$Z$19/1000))","v":""},{"$f":"IF(H79=\"\",\"\",'3_床面積'!$Z$35)","v":""},"","",{"$f":"IF(H79=\"\",\"\",F79*H79*V79*'2_メイン'!$Z$19/1000)","v":""},{"$f":"IF(Q79=\"\",\"\",Q79*'2_メイン'!$Z$20)","v":""},{"$f":"IF(W79=\"\",\"\",W79/'2_メイン'!$Z$19*1000*'2_メイン'!$Z$20)","v":""}]
[null,66,null,null,null,null,null,null,null,null,null,null,null,null,{"$f":"IF(H80=\"\",\"\",'3_床面積'!$Z$36)","v":""},null,"",null,{"$f":"IF(ISERROR(Q80),\"\",IF(Q80=\"\",\"\",Q80*'2_メイン'!$Z$19/1000))","v":""},{"$f":"IF(H80=\"\",\"\",'3_床面積'!$Z$35)","v":""},{"$f":"IF(P80=\"\",\"\",P80)","v":""},{"$f":"IF(P80=\"\",T80,U80)","v":""},{"$f":"IF(H80=\"\",\"\",F80*H80*V80*'2_メイン'!$Z$19/1000)","v":""},{"$f":"IF(Q80=\"\",\"\",Q80*'2_メイン'!$Z$20)","v":""},{"$f":"IF(W80=\"\",\"\",W80/'2_メイン'!$Z$19*1000*'2_メイン'!$Z$20)","v":""}]
[null,67,null,null,null,null,null,null,null,null,null,null,null,null,{"$f":"IF(H81=\"\",\"\",'3_床面積'!$Z$36)","v":""},null,"",null,{"$f":"IF(ISERROR(Q81),\"\",IF(Q81=\"\",\"\",Q81*'2_メイン'!$Z$19/1000))","v":""},{"$f":"IF(H81=\"\",\"\",'3_床面積'!$Z$35)","v":""},{"$f":"IF(P81=\"\",\"\",P81)","v":""},{"$f":"IF(P81=\"\",T81,U81)","v":""},{"$f":"IF(H81=\"\",\"\",F81*H81*V81*'2_メイン'!$Z$19/1000)","v":""},{"$f":"IF(Q81=\"\",\"\",Q81*'2_メイン'!$Z$20)","v":""},{"$f":"IF(W81=\"\",\"\",W81/'2_メイン'!$Z$19*1000*'2_メイン'!$Z$20)","v":""}]
[null,68,null,null,null,null,null,null,null,null,null,null,null,null,{"$f":"IF(H82=\"\",\"\",'3_床面積'!$Z$36)","v":""},null,"",null,{"$f":"IF(ISERROR(Q82),\"\",IF(Q82=\"\",\"\",Q82*'2_メイン'!$Z$19/1000))","v":""},{"$f":"IF(H82=\"\",\"\",'3_床面積'!$Z$35)","v":""},{"$f":"IF(P82=\"\",\"\",P82)","v":""},{"$f":"IF(P82=\"\",T82,U82)","v":""},{"$f":"IF(H82=\"\",\"\",F82*H82*V82*'2_メイン'!$Z$19/1000)","v":""},{"$f":"IF(Q82=\"\",\"\",Q82*'2_メイン'!$Z$20)","v":""},{"$f":"IF(W82=\"\",\"\",W82/'2_メイン'!$Z$19*1000*'2_メイン'!$Z$20)","v":""}]
[null,69,null,null,null,null,null,null,null,null,null,null,null,null,{"$f":"IF(H83=\"\",\"\",'3_床面積'!$Z$36)","v":""},null,"",null,{"$f":"IF(ISERROR(Q83),\"\",IF(Q83=\"\",\"\",Q83*'2_メイン'!$Z$19/1000))","v":""},{"$f":"IF(H83=\"\",\"\",'3_床面積'!$Z$35)","v":""},{"$f":"IF(P83=\"\",\"\",P83)","v":""},{"$f":"IF(P83=\"\",T83,U83)","v":""},{"$f":"IF(H83=\"\",\"\",F83*H83*V83*'2_メイン'!$Z$19/1000)","v":""},{"$f":"IF(Q83=\"\",\"\",Q83*'2_メイン'!$Z$20)","v":""},{"$f":"IF(W83=\"\",\"\",W83/'2_メイン'!$Z$19*1000*'2_メイン'!$Z$20)","v":""}]
[null,70,null,null,null,null,null,null,null,null,null,null,null,null,{"$f":"IF(H84=\"\",\"\",'3_床面積'!$Z$36)","v":""},null,"",null,{"$f":"IF(ISERROR(Q84),\"\",IF(Q84=\"\",\"\",Q84*'2_メイン'!$Z$19/1000))","v":""},{"$f":"IF(H84=\"\",\"\",'3_床面積'!$Z$35)","v":""},{"$f":"IF(P84=\"\",\"\",P84)","v":""},{"$f":"IF(P84=\"\",T84,U84)","v":""},{"$f":"IF(H84=\"\",\"\",F84*H84*V84*'2_メイン'!$Z$19/1000)","v":""},{"$f":"IF(Q84=\"\",\"\",Q84*'2_メイン'!$Z$20)","v":""},{"$f":"IF(W84=\"\",\"\",W84/'2_メイン'!$Z$19*1000*'2_メイン'!$Z$20)","v":""}]

{"sheet":"13_空調制御（新設）","index":12,"n_rows":84,"n_cols":44,"rows_kept":84,"cut":false,"hidden":false,"merged":[[38,2,38,3],[39,2,39,3],[9,1,13,1],[9,16,12,17],[9,43,13,44],[9,20,13,20],[9,10,9,15],[9,8,13,8],[11,10,13,10],[11,11,13,11],[11,12,13,12],[9,5,13,5],[10,13,10,14],[9,18,13,19],[10,37,12,38],[10,10,10,12],[9,2,13,3],[26,2,26,3],[14,2,14,3],[15,2,15,3],[9,4,13,4],[22,2,22,3],[23,2,23,3],[24,2,24,3],[9,6,13,6],[9,9,13,9],[9,21,13,21],[39,43,39,44],[32,43,32,44],[33,43,33,44],[28,43,28,44],[29,43,29,44],[30,43,30,44],[34,43,34,44],[35,43,35,44],[36,43,36,44],[31,43,31,44],[26,43,26,44],[27,43,27,44],[22,43,22,44],[19,43,19,44],[20,43,20,44],[12,25,12,27],[23,43,23,44],[15,43,15,44],[10,41,12,42],[25,43,25,44],[37,43,37,44],[3,39,4,39],[12,22,12,24],[3,26,4,26],[28,2,28,3],[29,2,29,3],[30,2,30,3],[31,2,31,3],[10,39,12,40],[18,43,18,44],[14,43,14,44],[16,43,16,44],[17,43,17,44],[3,38,4,38],[3,33,4,33],[3,32,4,32],[3,31,4,31],[5,22,5,25],[12,31,12,33],[12,34,12,36],[11,31,11,36],[10,22,10,36],[11,22,11,27],[9,7,13,7],[25,2,25,3],[43,2,43,3],[42,2,42,3],[37,2,37,3],[3,30,4,30],[11,15,13,15],[11,13,13,13],[11,14,13,14],[32,2,32,3],[33,2,33,3],[27,2,27,3],[16,2,16,3],[17,2,17,3],[18,2,18,3],[19,2,19,3],[20,2,20,3],[21,2,21,3],[34,2,34,3],[35,2,35,3],[36,2,36,3],[40,2,40,3],[41,2,41,3],[3,27,4,27],[3,28,4,28],[3,29,4,29],[55,2,55,3],[56,2,56,3],[57,2,57,3],[58,2,58,3],[59,2,59,3],[44,43,44,44],[49,2,49,3],[48,2,48,3],[44,2,44,3],[45,2,45,3],[46,2,46,3],[47,2,47,3],[50,2,50,3],[46,43,46,44],[47,43,47,44],[48,43,48,44],[45,43,45,44],[54,43,54,44],[51,2,51,3],[52,2,52,3],[53,2,53,3],[54,2,54,3],[49,43,49,44],[50,43,50,44],[60,2,60,3],[61,2,61,3],[62,2,62,3],[63,2,63,3],[64,2,64,3],[65,2,65,3],[66,2,66,3],[67,2,67,3],[68,2,68,3],[77,2,77,3],[77,43,77,44],[65,43,65,44],[66,43,66,44],[67,43,67,44],[68,43,68,44],[69,43,69,44],[70,43,70,44],[71,43,71,44],[72,43,72,44],[73,43,73,44],[69,2,69,3],[70,2,70,3],[71,2,71,3],[72,2,72,3],[74,43,74,44],[75,43,75,44],[76,43,76,44],[73,2,73,3],[74,2,74,3],[75,2,75,3],[76,2,76,3],[78,43,78,44],[79,43,79,44],[80,43,80,44],[81,43,81,44],[82,43,82,44],[83,43,83,44],[82,2,82,3],[83,2,83,3],[78,2,78,3],[79,2,79,3],[80,2,80,3],[81,2,81,3],[11,28,12,30],[64,43,64,44],[55,43,55,44],[56,43,56,44],[57,43,57,44],[58,43,58,44],[59,43,59,44],[60,43,60,44],[61,43,61,44],[62,43,62,44],[63,43,63,44],[24,43,24,44],[21,43,21,44],[43,43,43,44],[40,43,40,44],[41,43,41,44],[42,43,42,44],[38,43,38,44],[51,43,51,44],[52,43,52,44],[53,43,53,44]]}
[null,null,null,null,null,null,null,null,null,null,null,null,null,null,null,null,null,null,null,null,null,null,null,null,null,null,null,null,null,null,null,null,null,"■エネルギー種別",null,null,null,null,null,"■基準COP"]
[null,null,null,null,null,null,null,null,null,null,null,null,null,null,{"$f":"IF(OR(I16=\"\",AND(N16=\"\",O16=\"\"),P16=\"\"),\"\",IF(I16=\"\",\"\",F16*I16*SUMIF(N16:O16,\"○\",$AD$6:$AE$6)*AE16))","v":""},null,null,null,null,null,null,null,null,"○",null,null,"冷暖房用","冷房用","暖房用",null,null,null,null,null,"電気","都市ガス","LPG",null,null,{"$f":"'14_全熱交換器 (新設)'!AU4","v":0.9}]
[null,null,"色欄については、文字又は数値を入力",null,null,null,null,null,null,null,null,null,null,null,null,null,null,null,null,null,null,null,null,null,null,"■省エネ率",null,null,null,null,null,null,null,null,{"$f":"'2_メイン'!Z20","v":9.76},{"$f":"'2_メイン'!AA20","v":45},{"$f":"'2_メイン'!AC20","v":50.8}]
[null,null,"色欄については、プルダウンメニューから選択",null,null,null,null,null,null,null,null,null,null,null,null,null,null,null,null,null,null,null,null,null,null,null,"ｳｫｰﾐﾝｸﾞｱｯﾌﾟ時の外気\n遮断制御","CO2濃度による外気量制御","空調の最適\n起動制御","空調機の\n変風量制御","空調機の\n間欠運転制御","ﾌｧﾝｺｲﾙﾕﾆｯﾄの比例制御",null,null,{"$f":"'2_メイン'!Z19","v":0.48899999999999999},{"$f":"'2_メイン'!AA19","v":2.2440000000000002},{"$f":"'2_メイン'!AC19","v":2.9651656441717793},null,"冷房比エンタルピー差","暖房比エンタルピー差",null,"■都市ガス種別"]
[null,null,"色欄については、任意記入とし、文字又は数値を入力",null,null,null,null,null,null,null,null,null,null,null,null,null,null,null,null,null,null,null,"CO2","MJ","kWh","㎥",null,null,null,null,null,null,null,null,null,null,null,null,null,null,null,"中圧ガス","低圧ガス","都市ガス判定"]
[null,null,"色欄については、入力の間違いや未記入の状態などエラーを示す。",null,null,null,null,null,null,null,null,null,null,null,null,null,null,null,null,null,null,null,"制御効果",null,null,null,0.08,0.45,0.13,0.5,0.2,0.3,null,null,"換算係数[kW/l]",null,0.3,null,31.5,33.5,null,0.95699999999999996,0.96699999999999997,{"$f":"'11_パッケージ (新設)'!AZ9","v":"低圧ガス"}]
[null,null,null,null,null,null,null,null,null,null,null,null,null,null,null,null,null,null,null,null,null,null,{"$f":"SUM(V15:V84)","v":0},{"$f":"IF(W7=\"\",\"\",SUM(AM15:AM84)+SUM(U15:U84)*'2_メイン'!$Z$20)","v":0},{"$f":"IF(W7=\"\",\"\",SUM(U15:U84)+SUMIF(J15:J84,AI2,S15:S84))","v":0},{"$f":"IF(W7=\"\",\"\",SUMIF(J15:J84,AJ2,S15:S84)/HLOOKUP(AR6,$AP$5:$AQ$6,2,FALSE))","v":0}]
[null,"空調の省エネ制御の導入（新設）",null,null,null,null,null,null,null,null,null,null,null,null,null,null,null,null,null,null,null,"No.13"]
[]
[null,"No.","機器記号",null,"外気量\n[㎥/h]","電動機\n出力\n[kW]","種別","1台当たりの水量\n[l/min]","台数","エネルギー\n種別","省エネ制御",null,null,null,null,null,"年間運転時間\n[h/年]",null,"年間エネルギー\n削減量\n\n①の効果",null,"年間電気\n削減量\n[kWh/年]\n\n②・③\nの効果","年間CO2\n削減量\n[t-CO2/年]",null,null,null,null,null,null,null,null,null,null,null,null,null,null,null,null,null,null,null,null,null,"年間\n熱負荷\n削減量\n[MJ/年]\n\n①の効果"]
[null,null,null,null,null,null,null,null,null,null,"①外気負荷の抑制",null,null,"②空気搬送動力の低減",null,"③水搬送動力の低減",null,null,null,null,null,null,"全負荷相当運転時間[h/年]",null,null,null,null,null,null,null,null,null,null,null,null,null,null,"①による\n削減量\n(CO2)",null,"②による削減量",null,"③による削減量"]
[null,null,null,null,null,null,null,null,null,null,"ｳｫｰﾐﾝｸﾞｱｯﾌﾟ時の外気\n遮断制御","CO2濃度\nによる外気量制御","空調の最適\n起動制御","空調機の\n変風量制御","空調機の\n間欠運転\n制御","ﾌｧﾝｺｲﾙﾕﾆｯﾄの比例制御",null,null,null,null,null,null,"熱源機器",null,null,null,null,null,"空調機",null,null,"熱源補機（搬送）"]
[null,null,null,null,null,null,null,null,null,null,null,null,null,null,null,null,null,null,null,null,null,null,"冷房",null,null,"暖房",null,null,null,null,null,"冷房",null,null,"暖房"]
[null,null,null,null,null,null,null,null,null,null,null,null,null,null,null,null,"標準値","想定値",null,null,null,null,"標準値","想定値","採用値","標準値","想定値","採用値","標準値","想定値","採用値","標準値","想定値","採用値","標準値","想定値","採用値","CO2","MJ","電気","CO2","電気","CO2"]
[null,1,null,null,null,null,null,null,null,null,null,null,null,null,null,null,{"$f":"IF(I15=\"\",\"\",'3_床面積'!$Z$36)","v":""},null,{"$f":"IF(OR(E15=\"\",I15=\"\",J15=\"\"),\"\",IF(J15=$AI$2,AR15/3.6/($AN$2*$AI$3/3.6),IF(J15=$AJ$2,AR15/$AN$2/$AJ$3,IF(J15=$AK$2,AR15/$AN$2/$AK$3))))","v":""},{"$f":"IF(J15=\"\",\"\",IF(J15=\"電気\",\"kWh/年\",IF(J15=\"都市ガス\",\"Nm3/年\",\"kg/年\")))","v":""},{"$f":"IF(AND(AN15=\"\",AP15=\"\"),\"\",IF(AP15=\"\",AN15,IF(AN15=\"\",AP15,AN15+AP15)))","v":""},{"$f":"IF(I15=\"\",\"\",AL15+AO15+AQ15)","v":""},{"$f":"IF(I15=\"\",\"\",'3_床面積'!$V$35)","v":""},{"$f":"IF(I15=\"\",\"\",W15*R15/Q15)","v":""},{"$f":"IF(R15=\"\",W15,X15)","v":""},{"$f":"IF(I15=\"\",\"\",'3_床面積'!$W$35)","v":""},{"$f":"IF(I15=\"\",\"\",Z15*R15/Q15)","v":""},{"$f":"IF(R15=\"\",Z15,AA15)","v":""},{"$f":"IF(I15=\"\",\"\",'3_床面積'!$Z$35)","v":""},{"$f":"IF(R15=\"\",\"\",R15)","v":""},{"$f":"IF(R15=\"\",AC15,AD15)","v":""},{"$f":"IF(I15=\"\",\"\",'3_床面積'!$X$35)","v":""},{"$f":"IF(I15=\"\",\"\",AF15*R15/Q15)","v":""},{"$f":"IF(R15=\"\",AF15,AG15)","v":""},{"$f":"IF(I15=\"\",\"\",'3_床面積'!$Y$35)","v":""},{"$f":"IF(I15=\"\",\"\",AI15*R15/Q15)","v":""},{"$f":"IF(R15=\"\",AI15,AJ15)","v":""},{"$f":"IF(S15=\"\",0,S15*HLOOKUP(J15,$AI$2:$AK$4,3,FALSE)/1000)","v":0},{"$f":"IF(AR15=\"\",0,AR15/$AN$2)","v":0},{"$f":"IF(OR(I15=\"\",AND(N15=\"\",O15=\"\")),\"\",IF(I15=\"\",\"\",F15*I15*SUMIF(N15:O15,\"○\",$AD$6:$AE$6)*AE15))","v":""},{"$f":"IF(ISERROR(AN15),0,IF(AN15=\"\",0,AN15*'2_メイン'!$Z$19/1000))","v":0},{"$f":"IF(OR(I15=\"\",P15=\"\"),\"\",IF(G15=\"冷暖房用\",H15*I15*SUMIF(P15,\"○\",$AF$6)*$AK$6*(AH15+AK15),IF(G15=\"冷房用\",H15*I15*SUMIF(P15,\"○\",$AF$6)*$AK$6*AH15,IF(G15=\"暖房用\",H15*I15*SUMIF(P15,\"○\",$AF$6)*$AK$6*AK15,\"\"))))","v":""},{"$f":"IF(ISERROR(AP15),0,IF(AP15=\"\",0,AP15*'2_メイン'!$Z$19/1000))","v":0},{"$f":"(IF(OR(I15=\"\",AND(K15=\"\",L15=\"\",M15=\"\")),\"\",0.33*E15*I15*SUMIF(K15:M15,\"○\",$AA$6:$AC$6)*($AM$6*Y15+$AN$6*AB15)*3.6/1000))","v":""}]
[null,2,null,null,null,null,null,null,null,null,null,null,null,null,null,null,{"$f":"IF(I16=\"\",\"\",'3_床面積'!$Z$36)","v":""},null,{"$f":"IF(OR(E16=\"\",I16=\"\",J16=\"\"),\"\",IF(J16=$AI$2,AR16/3.6/($AN$2*$AI$3/3.6),IF(J16=$AJ$2,AR16/$AN$2/$AJ$3,IF(J16=$AK$2,AR16/$AN$2/$AK$3))))","v":""},{"$f":"IF(J16=\"\",\"\",IF(J16=\"電気\",\"kWh/年\",IF(J16=\"都市ガス\",\"Nm3/年\",\"kg/年\")))","v":""},{"$f":"IF(AND(AN16=\"\",AP16=\"\"),\"\",IF(AP16=\"\",AN16,IF(AN16=\"\",AP16,AN16+AP16)))","v":""},{"$f":"IF(I16=\"\",\"\",AL16+AO16+AQ16)","v":""},{"$f":"IF(I16=\"\",\"\",'3_床面積'!$V$35)","v":""},{"$f":"IF(I16=\"\",\"\",W16*R16/Q16)","v":""},{"$f":"IF(R16=\"\",W16,X16)","v":""},{"$f":"IF(I16=\"\",\"\",'3_床面積'!$W$35)","v":""},{"$f":"IF(I16=\"\",\"\",Z16*R16/Q16)","v":""},{"$f":"IF(R16=\"\",Z16,AA16)","v":""},{"$f":"IF(I16=\"\",\"\",'3_床面積'!$Z$35)","v":""},{"$f":"IF(R16=\"\",\"\",R16)","v":""},{"$f":"IF(R16=\"\",AC16,AD16)","v":""},{"$f":"IF(I16=\"\",\"\",'3_床面積'!$X$35)","v":""},{"$f":"IF(I16=\"\",\"\",AF16*R16/Q16)","v":""},{"$f":"IF(R16=\"\",AF16,AG16)","v":""},{"$f":"IF(I16=\"\",\"\",'3_床面積'!$Y$35)","v":""},{"$f":"IF(I16=\"\",\"\",AI16*R16/Q16)","v":""},{"$f":"IF(R16=\"\",AI16,AJ16)","v":""},{"$f":"IF(S16=\"\",0,S16*HLOOKUP(J16,$AI$2:$AK$4,3,FALSE)/1000)","v":0},{"$f":"IF(AR16=\"\",0,AR16/$AN$2)","v":0},"",{"$f":"IF(ISERROR(AN16),0,IF(AN16=\"\",0,AN16*'2_メイン'!$Z$19/1000))","v":0},"",{"$f":"IF(ISERROR(AP16),0,IF(AP16=\"\",0,AP16*'2_メイン'!$Z$19/1000))","v":0},""]
[null,3,null,null,null,null,null,null,null,null,null,null,null,null,null,null,{"$f":"IF(I17=\"\",\"\",'3_床面積'!$Z$36)","v":""},null,"","",{"$f":"IF(AND(AN17=\"\",AP17=\"\"),\"\",IF(AP17=\"\",AN17,IF(AN17=\"\",AP17,AN17+AP17)))","v":""},"",{"$f":"IF(I17=\"\",\"\",'3_床面積'!$V$35)","v":""},"","",{"$f":"IF(I17=\"\",\"\",'3_床面積'!$W$35)","v":""},"","",{"$f":"IF(I17=\"\",\"\",'3_床面積'!$Z$35)","v":""},"","",{"$f":"IF(I17=\"\",\"\",'3_床面積'!$X$35)","v":""},"","",{"$f":"IF(I17=\"\",\"\",'3_床面積'!$Y$35)","v":""},"","",0,0,"",{"$f":"IF(ISERROR(AN17),0,IF(AN17=\"\",0,AN17*'2_メイン'!$Z$19/1000))","v":0},"",{"$f":"IF(ISERROR(AP17),0,IF(AP17=\"\",0,AP17*'2_メイン'!$Z$19/1000))","v":0},""]
[null,4,null,null,null,null,null,null,null,null,null,null,null,null,null,null,{"$f":"IF(I18=\"\",\"\",'3_床面積'!$Z$36)","v":""},null,"","","","",{"$f":"IF(I18=\"\",\"\",'3_床面積'!$V$35)","v":""},"","",{"$f":"IF(I18=\"\",\"\",'3_床面積'!$W$35)","v":""},"","",{"$f":"IF(I18=\"\",\"\",'3_床面積'!$Z$35)","v":""},"","",{"$f":"IF(I18=\"\",\"\",'3_床面積'!$X$35)","v":""},"","",{"$f":"IF(I18=\"\",\"\",'3_床面積'!$Y$35)","v":""},"","",0,0,"",{"$f":"IF(ISERROR(AN18),0,IF(AN18=\"\",0,AN18*'2_メイン'!$Z$19/1000))","v":0},"",{"$f":"IF(ISERROR(AP18),0,IF(AP18=\"\",0,AP18*'2_メイン'!$Z$19/1000))","v":0},""]
[null,5,null,null,null,null,null,null,null,null,null,null,null,null,null,null,{"$f":"IF(I19=\"\",\"\",'3_床面積'!$Z$36)","v":""},null,"","","","",{"$f":"IF(I19=\"\",\"\",'3_床面積'!$V$35)","v":""},"","",{"$f":"IF(I19=\"\",\"\",'3_床面積'!$W$35)","v":""},"","",{"$f":"IF(I19=\"\",\"\",'3_床面積'!$Z$35)","v":""},"","",{"$f":"IF(I19=\"\",\"\",'3_床面積'!$X$35)","v":""},"","",{"$f":"IF(I19=\"\",\"\",'3_床面積'!$Y$35)","v":""},"","",0,0,"",{"$f":"IF(ISERROR(AN19),0,IF(AN19=\"\",0,AN19*'2_メイン'!$Z$19/1000))","v":0},"",{"$f":"IF(ISERROR(AP19),0,IF(AP19=\"\",0,AP19*'2_メイン'!$Z$19/1000))","v":0},""]
[null,6,null,null,null,null,null,null,null,null,null,null,null,null,null,null,{"$f":"IF(I20=\"\",\"\",'3_床面積'!$Z$36)","v":""},null,"","","","",{"$f":"IF(I20=\"\",\"\",'3_床面積'!$V$35)","v":""},"","",{"$f":"IF(I20=\"\",\"\",'3_床面積'!$W$35)","v":""},"","",{"$f":"IF(I20=\"\",\"\",'3_床面積'!$Z$35)","v":""},"","",{"$f":"IF(I20=\"\",\"\",'3_床面積'!$X$35)","v":""},"","",{"$f":"IF(I20=\"\",\"\",'3_床面積'!$Y$35)","v":""},"","",0,0,"",{"$f":"IF(ISERROR(AN20),0,IF(AN20=\"\",0,AN20*'2_メイン'!$Z$19/1000))","v":0},"",{"$f":"IF(ISERROR(AP20),0,IF(AP20=\"\",0,AP20*'2_メイン'!$Z$19/1000))","v":0},""]
[null,7,null,null,null,null,null,null,null,null,null,null,null,null,null,null,{"$f":"IF(I21=\"\",\"\",'3_床面積'!$Z$36)","v":""},null,"","","","",{"$f":"IF(I21=\"\",\"\",'3_床面積'!$V$35)","v":""},"","",{"$f":"IF(I21=\"\",\"\",'3_床面積'!$W$35)","v":""},"","",{"$f":"IF(I21=\"\",\"\",'3_床面積'!$Z$35)","v":""},"","",{"$f":"IF(I21=\"\",\"\",'3_床面積'!$X$35)","v":""},"","",{"$f":"IF(I21=\"\",\"\",'3_床面積'!$Y$35)","v":""},"","",0,0,"",{"$f":"IF(ISERROR(AN21),0,IF(AN21=\"\",0,AN21*'2_メイン'!$Z$19/1000))","v":0},"",{"$f":"IF(ISERROR(AP21),0,IF(AP21=\"\",0,AP21*'2_メイン'!$Z$19/1000))","v":0},""]
[null,8,null,null,null,null,null,null,null,null,null,null,null,null,null,null,{"$f":"IF(I22=\"\",\"\",'3_床面積'!$Z$36)","v":""},null,"","","","",{"$f":"IF(I22=\"\",\"\",'3_床面積'!$V$35)","v":""},"","",{"$f":"IF(I22=\"\",\"\",'3_床面積'!$W$35)","v":""},"","",{"$f":"IF(I22=\"\",\"\",'3_床面積'!$Z$35)","v":""},"","",{"$f":"IF(I22=\"\",\"\",'3_床面積'!$X$35)","v":""},"","",{"$f":"IF(I22=\"\",\"\",'3_床面積'!$Y$35)","v":""},"","",0,0,"",{"$f":"IF(ISERROR(AN22),0,IF(AN22=\"\",0,AN22*'2_メイン'!$Z$19/1000))","v":0},"",{"$f":"IF(ISERROR(AP22),0,IF(AP22=\"\",0,AP22*'2_メイン'!$Z$19/1000))","v":0},""]
[null,9,null,null,null,null,null,null,null,null,null,null,null,null,null,null,{"$f":"IF(I23=\"\",\"\",'3_床面積'!$Z$36)","v":""},null,"","","","",{"$f":"IF(I23=\"\",\"\",'3_床面積'!$V$35)","v":""},"","",{"$f":"IF(I23=\"\",\"\",'3_床面積'!$W$35)","v":""},"","",{"$f":"IF(I23=\"\",\"\",'3_床面積'!$Z$35)","v":""},"","",{"$f":"IF(I23=\"\",\"\",'3_床面積'!$X$35)","v":""},"","",{"$f":"IF(I23=\"\",\"\",'3_床面積'!$Y$35)","v":""},"","",0,0,"",{"$f":"IF(ISERROR(AN23),0,IF(AN23=\"\",0,AN23*'2_メイン'!$Z$19/1000))","v":0},"",{"$f":"IF(ISERROR(AP23),0,IF(AP23=\"\",0,AP23*'2_メイン'!$Z$19/1000))","v":0},""]
[null,10,null,null,null,null,null,null,null,null,null,null,null,null,null,null,{"$f":"IF(I24=\"\",\"\",'3_床面積'!$Z$36)","v":""},null,"","","","",{"$f":"IF(I24=\"\",\"\",'3_床面積'!$V$35)","v":""},"","",{"$f":"IF(I24=\"\",\"\",'3_床面積'!$W$35)","v":""},"","",{"$f":"IF(I24=\"\",\"\",'3_床面積'!$Z$35)","v":""},"","",{"$f":"IF(I24=\"\",\"\",'3_床面積'!$X$35)","v":""},"","",{"$f":"IF(I24=\"\",\"\",'3_床面積'!$Y$35)","v":""},"","",0,0,"",{"$f":"IF(ISERROR(AN24),0,IF(AN24=\"\",0,AN24*'2_メイン'!$Z$19/1000))","v":0},"",{"$f":"IF(ISERROR(AP24),0,IF(AP24=\"\",0,AP24*'2_メイン'!$Z$19/1000))","v":0},""]
[null,11,null,null,null,null,null,null,null,null,null,null,null,null,null,null,{"$f":"IF(I25=\"\",\"\",'3_床面積'!$Z$36)","v":""},null,"","","","",{"$f":"IF(I25=\"\",\"\",'3_床面積'!$V$35)","v":""},"","",{"$f":"IF(I25=\"\",\"\",'3_床面積'!$W$35)","v":""},"","",{"$f":"IF(I25=\"\",\"\",'3_床面積'!$Z$35)","v":""},"","",{"$f":"IF(I25=\"\",\"\",'3_床面積'!$X$35)","v":""},"","",{"$f":"IF(I25=\"\",\"\",'3_床面積'!$Y$35)","v":""},"","",0,0,"",{"$f":"IF(ISERROR(AN25),0,IF(AN25=\"\",0,AN25*'2_メイン'!$Z$19/1000))","v":0},"",{"$f":"IF(ISERROR(AP25),0,IF(AP25=\"\",0,AP25*'2_メイン'!$Z$19/1000))","v":0},""]
[null,12,null,null,null,null,null,null,null,null,null,null,null,null,null,null,{"$f":"IF(I26=\"\",\"\",'3_床面積'!$Z$36)","v":""},null,"","","","",{"$f":"IF(I26=\"\",\"\",'3_床面積'!$V$35)","v":""},"","",{"$f":"IF(I26=\"\",\"\",'3_床面積'!$W$35)","v":""},"","",{"$f":"IF(I26=\"\",\"\",'3_床面積'!$Z$35)","v":""},"","",{"$f":"IF(I26=\"\",\"\",'3_床面積'!$X$35)","v":""},"","",{"$f":"IF(I26=\"\",\"\",'3_床面積'!$Y$35)","v":""},"","",0,0,"",{"$f":"IF(ISERROR(AN26),0,IF(AN26=\"\",0,AN26*'2_メイン'!$Z$19/1000))","v":0},"",{"$f":"IF(ISERROR(AP26),0,IF(AP26=\"\",0,AP26*'2_メイン'!$Z$19/1000))","v":0},""]
[null,13,null,null,null,null,null,null,null,null,null,null,null,null,null,null,{"$f":"IF(I27=\"\",\"\",'3_床面積'!$Z$36)","v":""},null,"","","","",{"$f":"IF(I27=\"\",\"\",'3_床面積'!$V$35)","v":""},"","",{"$f":"IF(I27=\"\",\"\",'3_床面積'!$W$35)","v":""},"","",{"$f":"IF(I27=\"\",\"\",'3_床面積'!$Z$35)","v":""},"","",{"$f":"IF(I27=\"\",\"\",'3_床面積'!$X$35)","v":""},"","",{"$f":"IF(I27=\"\",\"\",'3_床面積'!$Y$35)","v":""},"","",0,0,"",{"$f":"IF(ISERROR(AN27),0,IF(AN27=\"\",0,AN27*'2_メイン'!$Z$19/1000))","v":0},"",{"$f":"IF(ISERROR(AP27),0,IF(AP27=\"\",0,AP27*'2_メイン'!$Z$19/1000))","v":0},""]
[null,14,null,null,null,null,null,null,null,null,null,null,null,null,null,null,{"$f":"IF(I28=\"\",\"\",'3_床面積'!$Z$36)","v":""},null,"","","","",{"$f":"IF(I28=\"\",\"\",'3_床面積'!$V$35)","v":""},"","",{"$f":"IF(I28=\"\",\"\",'3_床面積'!$W$35)","v":""},"","",{"$f":"IF(I28=\"\",\"\",'3_床面積'!$Z$35)","v":""},"","",{"$f":"IF(I28=\"\",\"\",'3_床面積'!$X$35)","v":""},"","",{"$f":"IF(I28=\"\",\"\",'3_床面積'!$Y$35)","v":""},"","",0,0,"",{"$f":"IF(ISERROR(AN28),0,IF(AN28=\"\",0,AN28*'2_メイン'!$Z$19/1000))","v":0},"",{"$f":"IF(ISERROR(AP28),0,IF(AP28=\"\",0,AP28*'2_メイン'!$Z$19/1000))","v":0},""]
[null,15,null,null,null,null,null,null,null,null,null,null,null,null,null,null,{"$f":"IF(I29=\"\",\"\",'3_床面積'!$Z$36)","v":""},null,"","","","",{"$f":"IF(I29=\"\",\"\",'3_床面積'!$V$35)","v":""},"","",{"$f":"IF(I29=\"\",\"\",'3_床面積'!$W$35)","v":""},"","",{"$f":"IF(I29=\"\",\"\",'3_床面積'!$Z$35)","v":""},"","",{"$f":"IF(I29=\"\",\"\",'3_床面積'!$X$35)","v":""},"","",{"$f":"IF(I29=\"\",\"\",'3_床面積'!$Y$35)","v":""},"","",0,0,"",{"$f":"IF(ISERROR(AN29),0,IF(AN29=\"\",0,AN29*'2_メイン'!$Z$19/1000))","v":0},"",{"$f":"IF(ISERROR(AP29),0,IF(AP29=\"\",0,AP29*'2_メイン'!$Z$19/1000))","v":0},""]
[null,16,null,null,null,null,null,null,null,null,null,null,null,null,null,null,{"$f":"IF(I30=\"\",\"\",'3_床面積'!$Z$36)","v":""},null,"","","","",{"$f":"IF(I30=\"\",\"\",'3_床面積'!$V$35)","v":""},"","",{"$f":"IF(I30=\"\",\"\",'3_床面積'!$W$35)","v":""},"","",{"$f":"IF(I30=\"\",\"\",'3_床面積'!$Z$35)","v":""},"","",{"$f":"IF(I30=\"\",\"\",'3_床面積'!$X$35)","v":""},"","",{"$f":"IF(I30=\"\",\"\",'3_床面積'!$Y$35)","v":""},"","",0,0,"",{"$f":"IF(ISERROR(AN30),0,IF(AN30=\"\",0,AN30*'2_メイン'!$Z$19/1000))","v":0},"",{"$f":"IF(ISERROR(AP30),0,IF(AP30=\"\",0,AP30*'2_メイン'!$Z$19/1000))","v":0},""]
[null,17,null,null,null,null,null,null,null,null,null,null,null,null,null,null,{"$f":"IF(I31=\"\",\"\",'3_床面積'!$Z$36)","v":""},null,"","","","",{"$f":"IF(I31=\"\",\"\",'3_床面積'!$V$35)","v":""},"","",{"$f":"IF(I31=\"\",\"\",'3_床面積'!$W$35)","v":""},"","",{"$f":"IF(I31=\"\",\"\",'3_床面積'!$Z$35)","v":""},"","",{"$f":"IF(I31=\"\",\"\",'3_床面積'!$X$35)","v":""},"","",{"$f":"IF(I31=\"\",\"\",'3_床面積'!$Y$35)","v":""},"","",0,0,"",{"$f":"IF(ISERROR(AN31),0,IF(AN31=\"\",0,AN31*'2_メイン'!$Z$19/1000))","v":0},"",{"$f":"IF(ISERROR(AP31),0,IF(AP31=\"\",0,AP31*'2_メイン'!$Z$19/1000))","v":0},""]
[null,18,null,null,null,null,null,null,null,null,null,null,null,null,null,null,{"$f":"IF(I32=\"\",\"\",'3_床面積'!$Z$36)","v":""},null,"","","","",{"$f":"IF(I32=\"\",\"\",'3_床面積'!$V$35)","v":""},"","",{"$f":"IF(I32=\"\",\"\",'3_床面積'!$W$35)","v":""},"","",{"$f":"IF(I32=\"\",\"\",'3_床面積'!$Z$35)","v":""},"","",{"$f":"IF(I32=\"\",\"\",'3_床面積'!$X$35)","v":""},"","",{"$f":"IF(I32=\"\",\"\",'3_床面積'!$Y$35)","v":""},"","",0,0,"",{"$f":"IF(ISERROR(AN32),0,IF(AN32=\"\",0,AN32*'2_メイン'!$Z$19/1000))","v":0},"",{"$f":"IF(ISERROR(AP32),0,IF(AP32=\"\",0,AP32*'2_メイン'!$Z$19/1000))","v":0},""]
[null,19,null,null,null,null,null,null,null,null,null,null,null,null,null,null,{"$f":"IF(I33=\"\",\"\",'3_床面積'!$Z$36)","v":""},null,"","","","",{"$f":"IF(I33=\"\",\"\",'3_床面積'!$V$35)","v":""},"","",{"$f":"IF(I33=\"\",\"\",'3_床面積'!$W$35)","v":""},"","",{"$f":"IF(I33=\"\",\"\",'3_床面積'!$Z$35)","v":""},"","",{"$f":"IF(I33=\"\",\"\",'3_床面積'!$X$35)","v":""},"","",{"$f":"IF(I33=\"\",\"\",'3_床面積'!$Y$35)","v":""},"","",0,0,"",{"$f":"IF(ISERROR(AN33),0,IF(AN33=\"\",0,AN33*'2_メイン'!$Z$19/1000))","v":0},"",{"$f":"IF(ISERROR(AP33),0,IF(AP33=\"\",0,AP33*'2_メイン'!$Z$19/1000))","v":0},""]
[null,20,null,null,null,null,null,null,null,null,null,null,null,null,null,null,{"$f":"IF(I34=\"\",\"\",'3_床面積'!$Z$36)","v":""},null,"","","","",{"$f":"IF(I34=\"\",\"\",'3_床面積'!$V$35)","v":""},"","",{"$f":"IF(I34=\"\",\"\",'3_床面積'!$W$35)","v":""},"","",{"$f":"IF(I34=\"\",\"\",'3_床面積'!$Z$35)","v":""},"","",{"$f":"IF(I34=\"\",\"\",'3_床面積'!$X$35)","v":""},"","",{"$f":"IF(I34=\"\",\"\",'3_床面積'!$Y$35)","v":""},"","",0,0,"",{"$f":"IF(ISERROR(AN34),0,IF(AN34=\"\",0,AN34*'2_メイン'!$Z$19/1000))","v":0},"",{"$f":"IF(ISERROR(AP34),0,IF(AP34=\"\",0,AP34*'2_メイン'!$Z$19/1000))","v":0},""]
[null,21,null,null,null,null,null,null,null,null,null,null,null,null,null,null,{"$f":"IF(I35=\"\",\"\",'3_床面積'!$Z$36)","v":""},null,"","","","",{"$f":"IF(I35=\"\",\"\",'3_床面積'!$V$35)","v":""},"","",{"$f":"IF(I35=\"\",\"\",'3_床面積'!$W$35)","v":""},"","",{"$f":"IF(I35=\"\",\"\",'3_床面積'!$Z$35)","v":""},"","",{"$f":"IF(I35=\"\",\"\",'3_床面積'!$X$35)","v":""},"","",{"$f":"IF(I35=\"\",\"\",'3_床面積'!$Y$35)","v":""},"","",0,0,"",{"$f":"IF(ISERROR(AN35),0,IF(AN35=\"\",0,AN35*'2_メイン'!$Z$19/1000))","v":0},"",{"$f":"IF(ISERROR(AP35),0,IF(AP35=\"\",0,AP35*'2_メイン'!$Z$19/1000))","v":0},""]
[null,22,null,null,null,null,null,null,null,null,null,null,null,null,null,null,{"$f":"IF(I36=\"\",\"\",'3_床面積'!$Z$36)","v":""},null,"","","","",{"$f":"IF(I36=\"\",\"\",'3_床面積'!$V$35)","v":""},"","",{"$f":"IF(I36=\"\",\"\",'3_床面積'!$W$35)","v":""},"","",{"$f":"IF(I36=\"\",\"\",'3_床面積'!$Z$35)","v":""},"","",{"$f":"IF(I36=\"\",\"\",'3_床面積'!$X$35)","v":""},"","",{"$f":"IF(I36=\"\",\"\",'3_床面積'!$Y$35)","v":""},"","",0,0,"",{"$f":"IF(ISERROR(AN36),0,IF(AN36=\"\",0,AN36*'2_メイン'!$Z$19/1000))","v":0},"",{"$f":"IF(ISERROR(AP36),0,IF(AP36=\"\",0,AP36*'2_メイン'!$Z$19/1000))","v":0},""]
[null,23,null,null,null,null,null,null,null,null,null,null,null,null,null,null,{"$f":"IF(I37=\"\",\"\",'3_床面積'!$Z$36)","v":""},null,"","","","",{"$f":"IF(I37=\"\",\"\",'3_床面積'!$V$35)","v":""},"","",{"$f":"IF(I37=\"\",\"\",'3_床面積'!$W$35)","v":""},"","",{"$f":"IF(I37=\"\",\"\",'3_床面積'!$Z$35)","v":""},"","",{"$f":"IF(I37=\"\",\"\",'3_床面積'!$X$35)","v":""},"","",{"$f":"IF(I37=\"\",\"\",'3_床面積'!$Y$35)","v":""},"","",0,0,"",{"$f":"IF(ISERROR(AN37),0,IF(AN37=\"\",0,AN37*'2_メイン'!$Z$19/1000))","v":0},"",{"$f":"IF(ISERROR(AP37),0,IF(AP37=\"\",0,AP37*'2_メイン'!$Z$19/1000))","v":0},""]
[null,24,null,null,null,null,null,null,null,null,null,null,null,null,null,null,{"$f":"IF(I38=\"\",\"\",'3_床面積'!$Z$36)","v":""},null,"","","","",{"$f":"IF(I38=\"\",\"\",'3_床面積'!$V$35)","v":""},"","",{"$f":"IF(I38=\"\",\"\",'3_床面積'!$W$35)","v":""},"","",{"$f":"IF(I38=\"\",\"\",'3_床面積'!$Z$35)","v":""},"","",{"$f":"IF(I38=\"\",\"\",'3_床面積'!$X$35)","v":""},"","",{"$f":"IF(I38=\"\",\"\",'3_床面積'!$Y$35)","v":""},"","",0,0,"",{"$f":"IF(ISERROR(AN38),0,IF(AN38=\"\",0,AN38*'2_メイン'!$Z$19/1000))","v":0},"",{"$f":"IF(ISERROR(AP38),0,IF(AP38=\"\",0,AP38*'2_メイン'!$Z$19/1000))","v":0},""]
[null,25,null,null,null,null,null,null,null,null,null,null,null,null,null,null,{"$f":"IF(I39=\"\",\"\",'3_床面積'!$Z$36)","v":""},null,"","","","",{"$f":"IF(I39=\"\",\"\",'3_床面積'!$V$35)","v":""},"","",{"$f":"IF(I39=\"\",\"\",'3_床面積'!$W$35)","v":""},"","",{"$f":"IF(I39=\"\",\"\",'3_床面積'!$Z$35)","v":""},"","",{"$f":"IF(I39=\"\",\"\",'3_床面積'!$X$35)","v":""},"","",{"$f":"IF(I39=\"\",\"\",'3_床面積'!$Y$35)","v":""},"","",0,0,"",{"$f":"IF(ISERROR(AN39),0,IF(AN39=\"\",0,AN39*'2_メイン'!$Z$19/1000))","v":0},"",{"$f":"IF(ISERROR(AP39),0,IF(AP39=\"\",0,AP39*'2_メイン'!$Z$19/1000))","v":0},""]
[null,26,null,null,null,null,null,null,null,null,null,null,null,null,null,null,{"$f":"IF(I40=\"\",\"\",'3_床面積'!$Z$36)","v":""},null,"","","","",{"$f":"IF(I40=\"\",\"\",'3_床面積'!$V$35)","v":""},"","",{"$f":"IF(I40=\"\",\"\",'3_床面積'!$W$35)","v":""},"","",{"$f":"IF(I40=\"\",\"\",'3_床面積'!$Z$35)","v":""},"","",{"$f":"IF(I40=\"\",\"\",'3_床面積'!$X$35)","v":""},"","",{"$f":"IF(I40=\"\",\"\",'3_床面積'!$Y$35)","v":""},"","",0,0,"",{"$f":"IF(ISERROR(AN40),0,IF(AN40=\"\",0,AN40*'2_メイン'!$Z$19/1000))","v":0},"",{"$f":"IF(ISERROR(AP40),0,IF(AP40=\"\",0,AP40*'2_メイン'!$Z$19/1000))","v":0},""]
[null,27,null,null,null,null,null,null,null,null,null,null,null,null,null,null,{"$f":"IF(I41=\"\",\"\",'3_床面積'!$Z$36)","v":""},null,"","","","",{"$f":"IF(I41=\"\",\"\",'3_床面積'!$V$35)","v":""},"","",{"$f":"IF(I41=\"\",\"\",'3_床面積'!$W$35)","v":""},"","",{"$f":"IF(I41=\"\",\"\",'3_床面積'!$Z$35)","v":""},"","",{"$f":"IF(I41=\"\",\"\",'3_床面積'!$X$35)","v":""},"","",{"$f":"IF(I41=\"\",\"\",'3_床面積'!$Y$35)","v":""},"","",0,0,"",{"$f":"IF(ISERROR(AN41),0,IF(AN41=\"\",0,AN41*'2_メイン'!$Z$19/1000))","v":0},"",{"$f":"IF(ISERROR(AP41),0,IF(AP41=\"\",0,AP41*'2_メイン'!$Z$19/1000))","v":0},""]
[null,28,null,null,null,null,null,null,null,null,null,null,null,null,null,null,{"$f":"IF(I42=\"\",\"\",'3_床面積'!$Z$36)","v":""},null,"","","","",{"$f":"IF(I42=\"\",\"\",'3_床面積'!$V$35)","v":""},"","",{"$f":"IF(I42=\"\",\"\",'3_床面積'!$W$35)","v":""},"","",{"$f":"IF(I42=\"\",\"\",'3_床面積'!$Z$35)","v":""},"","",{"$f":"IF(I42=\"\",\"\",'3_床面積'!$X$35)","v":""},"","",{"$f":"IF(I42=\"\",\"\",'3_床面積'!$Y$35)","v":""},"","",0,0,"",{"$f":"IF(ISERROR(AN42),0,IF(AN42=\"\",0,AN42*'2_メイン'!$Z$19/1000))","v":0},"",{"$f":"IF(ISERROR(AP42),0,IF(AP42=\"\",0,AP42*'2_メイン'!$Z$19/1000))","v":0},""]
[null,29,null,null,null,null,null,null,null,null,null,null,null,null,null,null,{"$f":"IF(I43=\"\",\"\",'3_床面積'!$Z$36)","v":""},null,"","","","",{"$f":"IF(I43=\"\",\"\",'3_床面積'!$V$35)","v":""},"","",{"$f":"IF(I43=\"\",\"\",'3_床面積'!$W$35)","v":""},"","",{"$f":"IF(I43=\"\",\"\",'3_床面積'!$Z$35)","v":""},"","",{"$f":"IF(I43=\"\",\"\",'3_床面積'!$X$35)","v":""},"","",{"$f":"IF(I43=\"\",\"\",'3_床面積'!$Y$35)","v":""},"","",0,0,"",{"$f":"IF(ISERROR(AN43),0,IF(AN43=\"\",0,AN43*'2_メイン'!$Z$19/1000))","v":0},"",{"$f":"IF(ISERROR(AP43),0,IF(AP43=\"\",0,AP43*'2_メイン'!$Z$19/1000))","v":0},""]
[null,30,null,null,null,null,null,null,null,null,null,null,null,null,null,null,{"$f":"IF(I44=\"\",\"\",'3_床面積'!$Z$36)","v":""},null,"","","","",{"$f":"IF(I44=\"\",\"\",'3_床面積'!$V$35)","v":""},"","",{"$f":"IF(I44=\"\",\"\",'3_床面積'!$W$35)","v":""},"","",{"$f":"IF(I44=\"\",\"\",'3_床面積'!$Z$35)","v":""},"","",{"$f":"IF(I44=\"\",\"\",'3_床面積'!$X$35)","v":""},"","",{"$f":"IF(I44=\"\",\"\",'3_床面積'!$Y$35)","v":""},"","",0,0,"",{"$f":"IF(ISERROR(AN44),0,IF(AN44=\"\",0,AN44*'2_メイン'!$Z$19/1000))","v":0},"",{"$f":"IF(ISERROR(AP44),0,IF(AP44=\"\",0,AP44*'2_メイン'!$Z$19/1000))","v":0},""]
[null,31,null,null,null,null,null,null,null,null,null,null,null,null,null,null,{"$f":"IF(I45=\"\",\"\",'3_床面積'!$Z$36)","v":""},null,"","","","",{"$f":"IF(I45=\"\",\"\",'3_床面積'!$V$35)","v":""},"","",{"$f":"IF(I45=\"\",\"\",'3_床面積'!$W$35)","v":""},"","",{"$f":"IF(I45=\"\",\"\",'3_床面積'!$Z$35)","v":""},"","",{"$f":"IF(I45=\"\",\"\",'3_床面積'!$X$35)","v":""},"","",{"$f":"IF(I45=\"\",\"\",'3_床面積'!$Y$35)","v":""},"","",0,0,"",{"$f":"IF(ISERROR(AN45),0,IF(AN45=\"\",0,AN45*'2_メイン'!$Z$19/1000))","v":0},"",{"$f":"IF(ISERROR(AP45),0,IF(AP45=\"\",0,AP45*'2_メイン'!$Z$19/1000))","v":0},""]
[null,32,null,null,null,null,null,null,null,null,null,null,null,null,null,null,{"$f":"IF(I46=\"\",\"\",'3_床面積'!$Z$36)","v":""},null,"","","","",{"$f":"IF(I46=\"\",\"\",'3_床面積'!$V$35)","v":""},"","",{"$f":"IF(I46=\"\",\"\",'3_床面積'!$W$35)","v":""},"","",{"$f":"IF(I46=\"\",\"\",'3_床面積'!$Z$35)","v":""},"","",{"$f":"IF(I46=\"\",\"\",'3_床面積'!$X$35)","v":""},"","",{"$f":"IF(I46=\"\",\"\",'3_床面積'!$Y$35)","v":""},"","",0,0,"",{"$f":"IF(ISERROR(AN46),0,IF(AN46=\"\",0,AN46*'2_メイン'!$Z$19/1000))","v":0},"",{"$f":"IF(ISERROR(AP46),0,IF(AP46=\"\",0,AP46*'2_メイン'!$Z$19/1000))","v":0},""]
[null,33,null,null,null,null,null,null,null,null,null,null,null,null,null,null,{"$f":"IF(I47=\"\",\"\",'3_床面積'!$Z$36)","v":""},null,"","","","",{"$f":"IF(I47=\"\",\"\",'3_床面積'!$V$35)","v":""},"","",{"$f":"IF(I47=\"\",\"\",'3_床面積'!$W$35)","v":""},"","",{"$f":"IF(I47=\"\",\"\",'3_床面積'!$Z$35)","v":""},"","",{"$f":"IF(I47=\"\",\"\",'3_床面積'!$X$35)","v":""},"","",{"$f":"IF(I47=\"\",\"\",'3_床面積'!$Y$35)","v":""},"","",0,0,{"$f":"IF(OR(I47=\"\",AND(N47=\"\",O47=\"\")),\"\",IF(I47=\"\",\"\",F47*I47*SUMIF(N47:O47,\"○\",$AD$6:$AE$6)*AE47))","v":""},{"$f":"IF(ISERROR(AN47),0,IF(AN47=\"\",0,AN47*'2_メイン'!$Z$19/1000))","v":0},{"$f":"IF(OR(I47=\"\",P47=\"\"),\"\",IF(G47=\"冷暖房用\",H47*I47*SUMIF(P47,\"○\",$AF$6)*$AK$6*(AH47+AK47),IF(G47=\"冷房用\",H47*I47*SUMIF(P47,\"○\",$AF$6)*$AK$6*AH47,IF(G47=\"暖房用\",H47*I47*SUMIF(P47,\"○\",$AF$6)*$AK$6*AK47,\"\"))))","v":""},{"$f":"IF(ISERROR(AP47),0,IF(AP47=\"\",0,AP47*'2_メイン'!$Z$19/1000))","v":0},{"$f":"(IF(OR(I47=\"\",AND(K47=\"\",L47=\"\",M47=\"\")),\"\",0.33*E47*I47*SUMIF(K47:M47,\"○\",$AA$6:$AC$6)*($AM$6*Y47+$AN$6*AB47)*3.6/1000))","v":""}]
[null,34,null,null,null,null,null,null,null,null,null,null,null,null,null,null,{"$f":"IF(I48=\"\",\"\",'3_床面積'!$Z$36)","v":""},null,"","","","",{"$f":"IF(I48=\"\",\"\",'3_床面積'!$V$35)","v":""},"","",{"$f":"IF(I48=\"\",\"\",'3_床面積'!$W$35)","v":""},"","",{"$f":"IF(I48=\"\",\"\",'3_床面積'!$Z$35)","v":""},"","",{"$f":"IF(I48=\"\",\"\",'3_床面積'!$X$35)","v":""},"","",{"$f":"IF(I48=\"\",\"\",'3_床面積'!$Y$35)","v":""},"","",0,0,"",{"$f":"IF(ISERROR(AN48),0,IF(AN48=\"\",0,AN48*'2_メイン'!$Z$19/1000))","v":0},"",{"$f":"IF(ISERROR(AP48),0,IF(AP48=\"\",0,AP48*'2_メイン'!$Z$19/1000))","v":0},""]
[null,35,null,null,null,null,null,null,null,null,null,null,null,null,null,null,{"$f":"IF(I49=\"\",\"\",'3_床面積'!$Z$36)","v":""},null,"","","","",{"$f":"IF(I49=\"\",\"\",'3_床面積'!$V$35)","v":""},"","",{"$f":"IF(I49=\"\",\"\",'3_床面積'!$W$35)","v":""},"","",{"$f":"IF(I49=\"\",\"\",'3_床面積'!$Z$35)","v":""},"","",{"$f":"IF(I49=\"\",\"\",'3_床面積'!$X$35)","v":""},"","",{"$f":"IF(I49=\"\",\"\",'3_床面積'!$Y$35)","v":""},"","",0,0,"",{"$f":"IF(ISERROR(AN49),0,IF(AN49=\"\",0,AN49*'2_メイン'!$Z$19/1000))","v":0},"",{"$f":"IF(ISERROR(AP49),0,IF(AP49=\"\",0,AP49*'2_メイン'!$Z$19/1000))","v":0},""]
[null,36,null,null,null,null,null,null,null,null,null,null,null,null,null,null,{"$f":"IF(I50=\"\",\"\",'3_床面積'!$Z$36)","v":""},null,"","","","",{"$f":"IF(I50=\"\",\"\",'3_床面積'!$V$35)","v":""},"","",{"$f":"IF(I50=\"\",\"\",'3_床面積'!$W$35)","v":""},"","",{"$f":"IF(I50=\"\",\"\",'3_床面積'!$Z$35)","v":""},"","",{"$f":"IF(I50=\"\",\"\",'3_床面積'!$X$35)","v":""},"","",{"$f":"IF(I50=\"\",\"\",'3_床面積'!$Y$35)","v":""},"","",0,0,"",{"$f":"IF(ISERROR(AN50),0,IF(AN50=\"\",0,AN50*'2_メイン'!$Z$19/1000))","v":0},"",{"$f":"IF(ISERROR(AP50),0,IF(AP50=\"\",0,AP50*'2_メイン'!$Z$19/1000))","v":0},""]
[null,37,null,null,null,null,null,null,null,null,null,null,null,null,null,null,{"$f":"IF(I51=\"\",\"\",'3_床面積'!$Z$36)","v":""},null,"","","","",{"$f":"IF(I51=\"\",\"\",'3_床面積'!$V$35)","v":""},"","",{"$f":"IF(I51=\"\",\"\",'3_床面積'!$W$35)","v":""},"","",{"$f":"IF(I51=\"\",\"\",'3_床面積'!$Z$35)","v":""},"","",{"$f":"IF(I51=\"\",\"\",'3_床面積'!$X$35)","v":""},"","",{"$f":"IF(I51=\"\",\"\",'3_床面積'!$Y$35)","v":""},"","",0,0,"",{"$f":"IF(ISERROR(AN51),0,IF(AN51=\"\",0,AN51*'2_メイン'!$Z$19/1000))","v":0},"",{"$f":"IF(ISERROR(AP51),0,IF(AP51=\"\",0,AP51*'2_メイン'!$Z$19/1000))","v":0},""]
[null,38,null,null,null,null,null,null,null,null,null,null,null,null,null,null,{"$f":"IF(I52=\"\",\"\",'3_床面積'!$Z$36)","v":""},null,"","","","",{"$f":"IF(I52=\"\",\"\",'3_床面積'!$V$35)","v":""},"","",{"$f":"IF(I52=\"\",\"\",'3_床面積'!$W$35)","v":""},"","",{"$f":"IF(I52=\"\",\"\",'3_床面積'!$Z$35)","v":""},"","",{"$f":"IF(I52=\"\",\"\",'3_床面積'!$X$35)","v":""},"","",{"$f":"IF(I52=\"\",\"\",'3_床面積'!$Y$35)","v":""},"","",0,0,"",{"$f":"IF(ISERROR(AN52),0,IF(AN52=\"\",0,AN52*'2_メイン'!$Z$19/1000))","v":0},"",{"$f":"IF(ISERROR(AP52),0,IF(AP52=\"\",0,AP52*'2_メイン'!$Z$19/1000))","v":0},""]
[null,39,null,null,null,null,null,null,null,null,null,null,null,null,null,null,{"$f":"IF(I53=\"\",\"\",'3_床面積'!$Z$36)","v":""},null,"","","","",{"$f":"IF(I53=\"\",\"\",'3_床面積'!$V$35)","v":""},"","",{"$f":"IF(I53=\"\",\"\",'3_床面積'!$W$35)","v":""},"","",{"$f":"IF(I53=\"\",\"\",'3_床面積'!$Z$35)","v":""},"","",{"$f":"IF(I53=\"\",\"\",'3_床面積'!$X$35)","v":""},"","",{"$f":"IF(I53=\"\",\"\",'3_床面積'!$Y$35)","v":""},"","",0,0,"",{"$f":"IF(ISERROR(AN53),0,IF(AN53=\"\",0,AN53*'2_メイン'!$Z$19/1000))","v":0},"",{"$f":"IF(ISERROR(AP53),0,IF(AP53=\"\",0,AP53*'2_メイン'!$Z$19/1000))","v":0},""]
[null,40,null,null,null,null,null,null,null,null,null,null,null,null,null,null,{"$f":"IF(I54=\"\",\"\",'3_床面積'!$Z$36)","v":""},null,"","","","",{"$f":"IF(I54=\"\",\"\",'3_床面積'!$V$35)","v":""},"","",{"$f":"IF(I54=\"\",\"\",'3_床面積'!$W$35)","v":""},"","",{"$f":"IF(I54=\"\",\"\",'3_床面積'!$Z$35)","v":""},"","",{"$f":"IF(I54=\"\",\"\",'3_床面積'!$X$35)","v":""},"","",{"$f":"IF(I54=\"\",\"\",'3_床面積'!$Y$35)","v":""},"","",0,0,"",{"$f":"IF(ISERROR(AN54),0,IF(AN54=\"\",0,AN54*'2_メイン'!$Z$19/1000))","v":0},"",{"$f":"IF(ISERROR(AP54),0,IF(AP54=\"\",0,AP54*'2_メイン'!$Z$19/1000))","v":0},""]
[null,41,null,null,null,null,null,null,null,null,null,null,null,null,null,null,{"$f":"IF(I55=\"\",\"\",'3_床面積'!$Z$36)","v":""},null,"","","","",{"$f":"IF(I55=\"\",\"\",'3_床面積'!$V$35)","v":""},"","",{"$f":"IF(I55=\"\",\"\",'3_床面積'!$W$35)","v":""},"","",{"$f":"IF(I55=\"\",\"\",'3_床面積'!$Z$35)","v":""},{"$f":"IF(R55=\"\",\"\",R55)","v":""},{"$f":"IF(R55=\"\",AC55,AD55)","v":""},{"$f":"IF(I55=\"\",\"\",'3_床面積'!$X$35)","v":""},"","",{"$f":"IF(I55=\"\",\"\",'3_床面積'!$Y$35)","v":""},"","",0,0,"",{"$f":"IF(ISERROR(AN55),0,IF(AN55=\"\",0,AN55*'2_メイン'!$Z$19/1000))","v":0},"",{"$f":"IF(ISERROR(AP55),0,IF(AP55=\"\",0,AP55*'2_メイン'!$Z$19/1000))","v":0},""]
[null,42,null,null,null,null,null,null,null,null,null,null,null,null,null,null,{"$f":"IF(I56=\"\",\"\",'3_床面積'!$Z$36)","v":""},null,"","",{"$f":"IF(AND(AN56=\"\",AP56=\"\"),\"\",IF(AP56=\"\",AN56,IF(AN56=\"\",AP56,AN56+AP56)))","v":""},{"$f":"IF(I56=\"\",\"\",AL56+AO56+AQ56)","v":""},{"$f":"IF(I56=\"\",\"\",'3_床面積'!$V$35)","v":""},{"$f":"IF(I56=\"\",\"\",W56*R56/Q56)","v":""},{"$f":"IF(R56=\"\",W56,X56)","v":""},{"$f":"IF(I56=\"\",\"\",'3_床面積'!$W$35)","v":""},{"$f":"IF(I56=\"\",\"\",Z56*R56/Q56)","v":""},{"$f":"IF(R56=\"\",Z56,AA56)","v":""},{"$f":"IF(I56=\"\",\"\",'3_床面積'!$Z$35)","v":""},{"$f":"IF(R56=\"\",\"\",R56)","v":""},{"$f":"IF(R56=\"\",AC56,AD56)","v":""},{"$f":"IF(I56=\"\",\"\",'3_床面積'!$X$35)","v":""},{"$f":"IF(I56=\"\",\"\",AF56*R56/Q56)","v":""},{"$f":"IF(R56=\"\",AF56,AG56)","v":""},{"$f":"IF(I56=\"\",\"\",'3_床面積'!$Y$35)","v":""},{"$f":"IF(I56=\"\",\"\",AI56*R56/Q56)","v":""},{"$f":"IF(R56=\"\",AI56,AJ56)","v":""},0,0,"",{"$f":"IF(ISERROR(AN56),0,IF(AN56=\"\",0,AN56*'2_メイン'!$Z$19/1000))","v":0},"",{"$f":"IF(ISERROR(AP56),0,IF(AP56=\"\",0,AP56*'2_メイン'!$Z$19/1000))","v":0},""]
[null,43,null,null,null,null,null,null,null,null,null,null,null,null,null,null,{"$f":"IF(I57=\"\",\"\",'3_床面積'!$Z$36)","v":""},null,"","","","",{"$f":"IF(I57=\"\",\"\",'3_床面積'!$V$35)","v":""},"","",{"$f":"IF(I57=\"\",\"\",'3_床面積'!$W$35)","v":""},"","",{"$f":"IF(I57=\"\",\"\",'3_床面積'!$Z$35)","v":""},"","",{"$f":"IF(I57=\"\",\"\",'3_床面積'!$X$35)","v":""},"","",{"$f":"IF(I57=\"\",\"\",'3_床面積'!$Y$35)","v":""},"","",0,0,"",{"$f":"IF(ISERROR(AN57),0,IF(AN57=\"\",0,AN57*'2_メイン'!$Z$19/1000))","v":0},"",{"$f":"IF(ISERROR(AP57),0,IF(AP57=\"\",0,AP57*'2_メイン'!$Z$19/1000))","v":0},""]
[null,44,null,null,null,null,null,null,null,null,null,null,null,null,null,null,{"$f":"IF(I58=\"\",\"\",'3_床面積'!$Z$36)","v":""},null,"","","","",{"$f":"IF(I58=\"\",\"\",'3_床面積'!$V$35)","v":""},"","",{"$f":"IF(I58=\"\",\"\",'3_床面積'!$W$35)","v":""},"","",{"$f":"IF(I58=\"\",\"\",'3_床面積'!$Z$35)","v":""},"","",{"$f":"IF(I58=\"\",\"\",'3_床面積'!$X$35)","v":""},"","",{"$f":"IF(I58=\"\",\"\",'3_床面積'!$Y$35)","v":""},"","",0,0,"",{"$f":"IF(ISERROR(AN58),0,IF(AN58=\"\",0,AN58*'2_メイン'!$Z$19/1000))","v":0},"",{"$f":"IF(ISERROR(AP58),0,IF(AP58=\"\",0,AP58*'2_メイン'!$Z$19/1000))","v":0},""]
[null,45,null,null,null,null,null,null,null,null,null,null,null,null,null,null,{"$f":"IF(I59=\"\",\"\",'3_床面積'!$Z$36)","v":""},null,"","","","",{"$f":"IF(I59=\"\",\"\",'3_床面積'!$V$35)","v":""},"","",{"$f":"IF(I59=\"\",\"\",'3_床面積'!$W$35)","v":""},"","",{"$f":"IF(I59=\"\",\"\",'3_床面積'!$Z$35)","v":""},"","",{"$f":"IF(I59=\"\",\"\",'3_床面積'!$X$35)","v":""},"","",{"$f":"IF(I59=\"\",\"\",'3_床面積'!$Y$35)","v":""},"","",0,0,"",{"$f":"IF(ISERROR(AN59),0,IF(AN59=\"\",0,AN59*'2_メイン'!$Z$19/1000))","v":0},"",{"$f":"IF(ISERROR(AP59),0,IF(AP59=\"\",0,AP59*'2_メイン'!$Z$19/1000))","v":0},""]
[null,46,null,null,null,null,null,null,null,null,null,null,null,null,null,null,{"$f":"IF(I60=\"\",\"\",'3_床面積'!$Z$36)","v":""},null,"","","","",{"$f":"IF(I60=\"\",\"\",'3_床面積'!$V$35)","v":""},"","",{"$f":"IF(I60=\"\",\"\",'3_床面積'!$W$35)","v":""},"","",{"$f":"IF(I60=\"\",\"\",'3_床面積'!$Z$35)","v":""},"","",{"$f":"IF(I60=\"\",\"\",'3_床面積'!$X$35)","v":""},"","",{"$f":"IF(I60=\"\",\"\",'3_床面積'!$Y$35)","v":""},"","",0,0,"",{"$f":"IF(ISERROR(AN60),0,IF(AN60=\"\",0,AN60*'2_メイン'!$Z$19/1000))","v":0},"",{"$f":"IF(ISERROR(AP60),0,IF(AP60=\"\",0,AP60*'2_メイン'!$Z$19/1000))","v":0},""]
[null,47,null,null,null,null,null,null,null,null,null,null,null,null,null,null,{"$f":"IF(I61=\"\",\"\",'3_床面積'!$Z$36)","v":""},null,"","","","",{"$f":"IF(I61=\"\",\"\",'3_床面積'!$V$35)","v":""},"","",{"$f":"IF(I61=\"\",\"\",'3_床面積'!$W$35)","v":""},"","",{"$f":"IF(I61=\"\",\"\",'3_床面積'!$Z$35)","v":""},"","",{"$f":"IF(I61=\"\",\"\",'3_床面積'!$X$35)","v":""},"","",{"$f":"IF(I61=\"\",\"\",'3_床面積'!$Y$35)","v":""},"","",0,0,"",{"$f":"IF(ISERROR(AN61),0,IF(AN61=\"\",0,AN61*'2_メイン'!$Z$19/1000))","v":0},"",{"$f":"IF(ISERROR(AP61),0,IF(AP61=\"\",0,AP61*'2_メイン'!$Z$19/1000))","v":0},""]
[null,48,null,null,null,null,null,null,null,null,null,null,null,null,null,null,{"$f":"IF(I62=\"\",\"\",'3_床面積'!$Z$36)","v":""},null,"","","","",{"$f":"IF(I62=\"\",\"\",'3_床面積'!$V$35)","v":""},"","",{"$f":"IF(I62=\"\",\"\",'3_床面積'!$W$35)","v":""},"","",{"$f":"IF(I62=\"\",\"\",'3_床面積'!$Z$35)","v":""},"","",{"$f":"IF(I62=\"\",\"\",'3_床面積'!$X$35)","v":""},"","",{"$f":"IF(I62=\"\",\"\",'3_床面積'!$Y$35)","v":""},"","",0,0,"",{"$f":"IF(ISERROR(AN62),0,IF(AN62=\"\",0,AN62*'2_メイン'!$Z$19/1000))","v":0},"",{"$f":"IF(ISERROR(AP62),0,IF(AP62=\"\",0,AP62*'2_メイン'!$Z$19/1000))","v":0},""]
[null,49,null,null,null,null,null,null,null,null,null,null,null,null,null,null,{"$f":"IF(I63=\"\",\"\",'3_床面積'!$Z$36)","v":""},null,"","","","",{"$f":"IF(I63=\"\",\"\",'3_床面積'!$V$35)","v":""},"","",{"$f":"IF(I63=\"\",\"\",'3_床面積'!$W$35)","v":""},"","",{"$f":"IF(I63=\"\",\"\",'3_床面積'!$Z$35)","v":""},"","",{"$f":"IF(I63=\"\",\"\",'3_床面積'!$X$35)","v":""},"","",{"$f":"IF(I63=\"\",\"\",'3_床面積'!$Y$35)","v":""},"","",0,0,"",{"$f":"IF(ISERROR(AN63),0,IF(AN63=\"\",0,AN63*'2_メイン'!$Z$19/1000))","v":0},"",{"$f":"IF(ISERROR(AP63),0,IF(AP63=\"\",0,AP63*'2_メイン'!$Z$19/1000))","v":0},""]
[null,50,null,null,null,null,null,null,null,null,null,null,null,null,null,null,{"$f":"IF(I64=\"\",\"\",'3_床面積'!$Z$36)","v":""},null,"","","","",{"$f":"IF(I64=\"\",\"\",'3_床面積'!$V$35)","v":""},"","",{"$f":"IF(I64=\"\",\"\",'3_床面積'!$W$35)","v":""},"","",{"$f":"IF(I64=\"\",\"\",'3_床面積'!$Z$35)","v":""},"","",{"$f":"IF(I64=\"\",\"\",'3_床面積'!$X$35)","v":""},"","",{"$f":"IF(I64=\"\",\"\",'3_床面積'!$Y$35)","v":""},"","",0,0,"",{"$f":"IF(ISERROR(AN64),0,IF(AN64=\"\",0,AN64*'2_メイン'!$Z$19/1000))","v":0},"",{"$f":"IF(ISERROR(AP64),0,IF(AP64=\"\",0,AP64*'2_メイン'!$Z$19/1000))","v":0},""]
[null,51,null,null,null,null,null,null,null,null,null,null,null,null,null,null,{"$f":"IF(I65=\"\",\"\",'3_床面積'!$Z$36)","v":""},null,"","","","",{"$f":"IF(I65=\"\",\"\",'3_床面積'!$V$35)","v":""},"","",{"$f":"IF(I65=\"\",\"\",'3_床面積'!$W$35)","v":""},"","",{"$f":"IF(I65=\"\",\"\",'3_床面積'!$Z$35)","v":""},"","",{"$f":"IF(I65=\"\",\"\",'3_床面積'!$X$35)","v":""},"","",{"$f":"IF(I65=\"\",\"\",'3_床面積'!$Y$35)","v":""},"","",0,0,"",{"$f":"IF(ISERROR(AN65),0,IF(AN65=\"\",0,AN65*'2_メイン'!$Z$19/1000))","v":0},"",{"$f":"IF(ISERROR(AP65),0,IF(AP65=\"\",0,AP65*'2_メイン'!$Z$19/1000))","v":0},""]
[null,52,null,null,null,null,null,null,null,null,null,null,null,null,null,null,{"$f":"IF(I66=\"\",\"\",'3_床面積'!$Z$36)","v":""},null,"","","","",{"$f":"IF(I66=\"\",\"\",'3_床面積'!$V$35)","v":""},"","",{"$f":"IF(I66=\"\",\"\",'3_床面積'!$W$35)","v":""},"","",{"$f":"IF(I66=\"\",\"\",'3_床面積'!$Z$35)","v":""},"","",{"$f":"IF(I66=\"\",\"\",'3_床面積'!$X$35)","v":""},"","",{"$f":"IF(I66=\"\",\"\",'3_床面積'!$Y$35)","v":""},"","",0,0,"",{"$f":"IF(ISERROR(AN66),0,IF(AN66=\"\",0,AN66*'2_メイン'!$Z$19/1000))","v":0},"",{"$f":"IF(ISERROR(AP66),0,IF(AP66=\"\",0,AP66*'2_メイン'!$Z$19/1000))","v":0},""]
[null,53,null,null,null,null,null,null,null,null,null,null,null,null,null,null,{"$f":"IF(I67=\"\",\"\",'3_床面積'!$Z$36)","v":""},null,"","","","",{"$f":"IF(I67=\"\",\"\",'3_床面積'!$V$35)","v":""},"","",{"$f":"IF(I67=\"\",\"\",'3_床面積'!$W$35)","v":""},"","",{"$f":"IF(I67=\"\",\"\",'3_床面積'!$Z$35)","v":""},"","",{"$f":"IF(I67=\"\",\"\",'3_床面積'!$X$35)","v":""},"","",{"$f":"IF(I67=\"\",\"\",'3_床面積'!$Y$35)","v":""},"","",0,0,"",{"$f":"IF(ISERROR(AN67),0,IF(AN67=\"\",0,AN67*'2_メイン'!$Z$19/1000))","v":0},"",{"$f":"IF(ISERROR(AP67),0,IF(AP67=\"\",0,AP67*'2_メイン'!$Z$19/1000))","v":0},""]
[null,54,null,null,null,null,null,null,null,null,null,null,null,null,null,null,{"$f":"IF(I68=\"\",\"\",'3_床面積'!$Z$36)","v":""},null,"","","","",{"$f":"IF(I68=\"\",\"\",'3_床面積'!$V$35)","v":""},"","",{"$f":"IF(I68=\"\",\"\",'3_床面積'!$W$35)","v":""},"","",{"$f":"IF(I68=\"\",\"\",'3_床面積'!$Z$35)","v":""},"","",{"$f":"IF(I68=\"\",\"\",'3_床面積'!$X$35)","v":""},"","",{"$f":"IF(I68=\"\",\"\",'3_床面積'!$Y$35)","v":""},"","",0,0,"",{"$f":"IF(ISERROR(AN68),0,IF(AN68=\"\",0,AN68*'2_メイン'!$Z$19/1000))","v":0},"",{"$f":"IF(ISERROR(AP68),0,IF(AP68=\"\",0,AP68*'2_メイン'!$Z$19/1000))","v":0},""]
[null,55,null,null,null,null,null,null,null,null,null,null,null,null,null,null,{"$f":"IF(I69=\"\",\"\",'3_床面積'!$Z$36)","v":""},null,"","","","",{"$f":"IF(I69=\"\",\"\",'3_床面積'!$V$35)","v":""},"","",{"$f":"IF(I69=\"\",\"\",'3_床面積'!$W$35)","v":""},"","",{"$f":"IF(I69=\"\",\"\",'3_床面積'!$Z$35)","v":""},"","",{"$f":"IF(I69=\"\",\"\",'3_床面積'!$X$35)","v":""},"","",{"$f":"IF(I69=\"\",\"\",'3_床面積'!$Y$35)","v":""},"","",0,0,"",{"$f":"IF(ISERROR(AN69),0,IF(AN69=\"\",0,AN69*'2_メイン'!$Z$19/1000))","v":0},"",{"$f":"IF(ISERROR(AP69),0,IF(AP69=\"\",0,AP69*'2_メイン'!$Z$19/1000))","v":0},""]
[null,56,null,null,null,null,null,null,null,null,null,null,null,null,null,null,{"$f":"IF(I70=\"\",\"\",'3_床面積'!$Z$36)","v":""},null,"","","","",{"$f":"IF(I70=\"\",\"\",'3_床面積'!$V$35)","v":""},"","",{"$f":"IF(I70=\"\",\"\",'3_床面積'!$W$35)","v":""},"","",{"$f":"IF(I70=\"\",\"\",'3_床面積'!$Z$35)","v":""},"","",{"$f":"IF(I70=\"\",\"\",'3_床面積'!$X$35)","v":""},"","",{"$f":"IF(I70=\"\",\"\",'3_床面積'!$Y$35)","v":""},"","",0,0,"",{"$f":"IF(ISERROR(AN70),0,IF(AN70=\"\",0,AN70*'2_メイン'!$Z$19/1000))","v":0},"",{"$f":"IF(ISERROR(AP70),0,IF(AP70=\"\",0,AP70*'2_メイン'!$Z$19/1000))","v":0},""]
[null,57,null,null,null,null,null,null,null,null,null,null,null,null,null,null,{"$f":"IF(I71=\"\",\"\",'3_床面積'!$Z$36)","v":""},null,"","","","",{"$f":"IF(I71=\"\",\"\",'3_床面積'!$V$35)","v":""},"","",{"$f":"IF(I71=\"\",\"\",'3_床面積'!$W$35)","v":""},"","",{"$f":"IF(I71=\"\",\"\",'3_床面積'!$Z$35)","v":""},"","",{"$f":"IF(I71=\"\",\"\",'3_床面積'!$X$35)","v":""},"","",{"$f":"IF(I71=\"\",\"\",'3_床面積'!$Y$35)","v":""},"","",0,0,"",{"$f":"IF(ISERROR(AN71),0,IF(AN71=\"\",0,AN71*'2_メイン'!$Z$19/1000))","v":0},"",{"$f":"IF(ISERROR(AP71),0,IF(AP71=\"\",0,AP71*'2_メイン'!$Z$19/1000))","v":0},""]
[null,58,null,null,null,null,null,null,null,null,null,null,null,null,null,null,{"$f":"IF(I72=\"\",\"\",'3_床面積'!$Z$36)","v":""},null,"","","","",{"$f":"IF(I72=\"\",\"\",'3_床面積'!$V$35)","v":""},"","",{"$f":"IF(I72=\"\",\"\",'3_床面積'!$W$35)","v":""},"","",{"$f":"IF(I72=\"\",\"\",'3_床面積'!$Z$35)","v":""},"","",{"$f":"IF(I72=\"\",\"\",'3_床面積'!$X$35)","v":""},"","",{"$f":"IF(I72=\"\",\"\",'3_床面積'!$Y$35)","v":""},"","",0,0,"",{"$f":"IF(ISERROR(AN72),0,IF(AN72=\"\",0,AN72*'2_メイン'!$Z$19/1000))","v":0},"",{"$f":"IF(ISERROR(AP72),0,IF(AP72=\"\",0,AP72*'2_メイン'!$Z$19/1000))","v":0},""]
[null,59,null,null,null,null,null,null,null,null,null,null,null,null,null,null,{"$f":"IF(I73=\"\",\"\",'3_床面積'!$Z$36)","v":""},null,"","","","",{"$f":"IF(I73=\"\",\"\",'3_床面積'!$V$35)","v":""},"","",{"$f":"IF(I73=\"\",\"\",'3_床面積'!$W$35)","v":""},"","",{"$f":"IF(I73=\"\",\"\",'3_床面積'!$Z$35)","v":""},"","",{"$f":"IF(I73=\"\",\"\",'3_床面積'!$X$35)","v":""},"","",{"$f":"IF(I73=\"\",\"\",'3_床面積'!$Y$35)","v":""},"","",0,0,"",{"$f":"IF(ISERROR(AN73),0,IF(AN73=\"\",0,AN73*'2_メイン'!$Z$19/1000))","v":0},"",{"$f":"IF(ISERROR(AP73),0,IF(AP73=\"\",0,AP73*'2_メイン'!$Z$19/1000))","v":0},""]
[null,60,null,null,null,null,null,null,null,null,null,null,null,null,null,null,{"$f":"IF(I74=\"\",\"\",'3_床面積'!$Z$36)","v":""},null,"","","","",{"$f":"IF(I74=\"\",\"\",'3_床面積'!$V$35)","v":""},"","",{"$f":"IF(I74=\"\",\"\",'3_床面積'!$W$35)","v":""},"","",{"$f":"IF(I74=\"\",\"\",'3_床面積'!$Z$35)","v":""},"","",{"$f":"IF(I74=\"\",\"\",'3_床面積'!$X$35)","v":""},"","",{"$f":"IF(I74=\"\",\"\",'3_床面積'!$Y$35)","v":""},"","",0,0,"",{"$f":"IF(ISERROR(AN74),0,IF(AN74=\"\",0,AN74*'2_メイン'!$Z$19/1000))","v":0},"",{"$f":"IF(ISERROR(AP74),0,IF(AP74=\"\",0,AP74*'2_メイン'!$Z$19/1000))","v":0},""]
[null,61,null,null,null,null,null,null,null,null,null,null,null,null,null,null,{"$f":"IF(I75=\"\",\"\",'3_床面積'!$Z$36)","v":""},null,"","","","",{"$f":"IF(I75=\"\",\"\",'3_床面積'!$V$35)","v":""},"","",{"$f":"IF(I75=\"\",\"\",'3_床面積'!$W$35)","v":""},"","",{"$f":"IF(I75=\"\",\"\",'3_床面積'!$Z$35)","v":""},"","",{"$f":"IF(I75=\"\",\"\",'3_床面積'!$X$35)","v":""},"","",{"$f":"IF(I75=\"\",\"\",'3_床面積'!$Y$35)","v":""},"","",0,0,"",{"$f":"IF(ISERROR(AN75),0,IF(AN75=\"\",0,AN75*'2_メイン'!$Z$19/1000))","v":0},"",{"$f":"IF(ISERROR(AP75),0,IF(AP75=\"\",0,AP75*'2_メイン'!$Z$19/1000))","v":0},""]
[null,62,null,null,null,null,null,null,null,null,null,null,null,null,null,null,{"$f":"IF(I76=\"\",\"\",'3_床面積'!$Z$36)","v":""},null,"","","","",{"$f":"IF(I76=\"\",\"\",'3_床面積'!$V$35)","v":""},"","",{"$f":"IF(I76=\"\",\"\",'3_床面積'!$W$35)","v":""},"","",{"$f":"IF(I76=\"\",\"\",'3_床面積'!$Z$35)","v":""},"","",{"$f":"IF(I76=\"\",\"\",'3_床面積'!$X$35)","v":""},"","",{"$f":"IF(I76=\"\",\"\",'3_床面積'!$Y$35)","v":""},"","",0,0,"",{"$f":"IF(ISERROR(AN76),0,IF(AN76=\"\",0,AN76*'2_メイン'!$Z$19/1000))","v":0},"",{"$f":"IF(ISERROR(AP76),0,IF(AP76=\"\",0,AP76*'2_メイン'!$Z$19/1000))","v":0},""]
[null,63,null,null,null,null,null,null,null,null,null,null,null,null,null,null,{"$f":"IF(I77=\"\",\"\",'3_床面積'!$Z$36)","v":""},null,"","","","",{"$f":"IF(I77=\"\",\"\",'3_床面積'!$V$35)","v":""},"","",{"$f":"IF(I77=\"\",\"\",'3_床面積'!$W$35)","v":""},"","",{"$f":"IF(I77=\"\",\"\",'3_床面積'!$Z$35)","v":""},"","",{"$f":"IF(I77=\"\",\"\",'3_床面積'!$X$35)","v":""},"","",{"$f":"IF(I77=\"\",\"\",'3_床面積'!$Y$35)","v":""},"","",0,0,"",{"$f":"IF(ISERROR(AN77),0,IF(AN77=\"\",0,AN77*'2_メイン'!$Z$19/1000))","v":0},"",{"$f":"IF(ISERROR(AP77),0,IF(AP77=\"\",0,AP77*'2_メイン'!$Z$19/1000))","v":0},""]
[null,64,null,null,null,null,null,null,null,null,null,null,null,null,null,null,{"$f":"IF(I78=\"\",\"\",'3_床面積'!$Z$36)","v":""},null,"","","","",{"$f":"IF(I78=\"\",\"\",'3_床面積'!$V$35)","v":""},"","",{"$f":"IF(I78=\"\",\"\",'3_床面積'!$W$35)","v":""},"","",{"$f":"IF(I78=\"\",\"\",'3_床面積'!$Z$35)","v":""},"","",{"$f":"IF(I78=\"\",\"\",'3_床面積'!$X$35)","v":""},"","",{"$f":"IF(I78=\"\",\"\",'3_床面積'!$Y$35)","v":""},"","",0,0,"",{"$f":"IF(ISERROR(AN78),0,IF(AN78=\"\",0,AN78*'2_メイン'!$Z$19/1000))","v":0},"",{"$f":"IF(ISERROR(AP78),0,IF(AP78=\"\",0,AP78*'2_メイン'!$Z$19/1000))","v":0},""]
[null,65,null,null,null,null,null,null,null,null,null,null,null,null,null,null,{"$f":"IF(I79=\"\",\"\",'3_床面積'!$Z$36)","v":""},null,"","","","",{"$f":"IF(I79=\"\",\"\",'3_床面積'!$V$35)","v":""},"","",{"$f":"IF(I79=\"\",\"\",'3_床面積'!$W$35)","v":""},"","",{"$f":"IF(I79=\"\",\"\",'3_床面積'!$Z$35)","v":""},"","",{"$f":"IF(I79=\"\",\"\",'3_床面積'!$X$35)","v":""},"","",{"$f":"IF(I79=\"\",\"\",'3_床面積'!$Y$35)","v":""},"","",0,0,{"$f":"IF(OR(I79=\"\",AND(N79=\"\",O79=\"\")),\"\",IF(I79=\"\",\"\",F79*I79*SUMIF(N79:O79,\"○\",$AD$6:$AE$6)*AE79))","v":""},{"$f":"IF(ISERROR(AN79),0,IF(AN79=\"\",0,AN79*'2_メイン'!$Z$19/1000))","v":0},{"$f":"IF(OR(I79=\"\",P79=\"\"),\"\",IF(G79=\"冷暖房用\",H79*I79*SUMIF(P79,\"○\",$AF$6)*$AK$6*(AH79+AK79),IF(G79=\"冷房用\",H79*I79*SUMIF(P79,\"○\",$AF$6)*$AK$6*AH79,IF(G79=\"暖房用\",H79*I79*SUMIF(P79,\"○\",$AF$6)*$AK$6*AK79,\"\"))))","v":""},{"$f":"IF(ISERROR(AP79),0,IF(AP79=\"\",0,AP79*'2_メイン'!$Z$19/1000))","v":0},{"$f":"(IF(OR(I79=\"\",AND(K79=\"\",L79=\"\",M79=\"\")),\"\",0.33*E79*I79*SUMIF(K79:M79,\"○\",$AA$6:$AC$6)*($AM$6*Y79+$AN$6*AB79)*3.6/1000))","v":""}]
[null,66,null,null,null,null,null,null,null,null,null,null,null,null,null,null,{"$f":"IF(I80=\"\",\"\",'3_床面積'!$Z$36)","v":""},null,{"$f":"IF(OR(E80=\"\",I80=\"\",J80=\"\"),\"\",IF(J80=$AI$2,AR80/3.6/($AN$2*$AI$3/3.6),IF(J80=$AJ$2,AR80/$AN$2/$AJ$3,IF(J80=$AK$2,AR80/$AN$2/$AK$3))))","v":""},{"$f":"IF(J80=\"\",\"\",IF(J80=\"電気\",\"kWh/年\",IF(J80=\"都市ガス\",\"Nm3/年\",\"kg/年\")))","v":""},"","",{"$f":"IF(I80=\"\",\"\",'3_床面積'!$V$35)","v":""},"","",{"$f":"IF(I80=\"\",\"\",'3_床面積'!$W$35)","v":""},"","",{"$f":"IF(I80=\"\",\"\",'3_床面積'!$Z$35)","v":""},"","",{"$f":"IF(I80=\"\",\"\",'3_床面積'!$X$35)","v":""},"","",{"$f":"IF(I80=\"\",\"\",'3_床面積'!$Y$35)","v":""},"","",{"$f":"IF(S80=\"\",0,S80*HLOOKUP(J80,$AI$2:$AK$4,3,FALSE)/1000)","v":0},{"$f":"IF(AR80=\"\",0,AR80/$AN$2)","v":0},"",{"$f":"IF(ISERROR(AN80),0,IF(AN80=\"\",0,AN80*'2_メイン'!$Z$19/1000))","v":0},"",{"$f":"IF(ISERROR(AP80),0,IF(AP80=\"\",0,AP80*'2_メイン'!$Z$19/1000))","v":0},""]
[null,67,null,null,null,null,null,null,null,null,null,null,null,null,null,null,{"$f":"IF(I81=\"\",\"\",'3_床面積'!$Z$36)","v":""},null,{"$f":"IF(OR(E81=\"\",I81=\"\",J81=\"\"),\"\",IF(J81=$AI$2,AR81/3.6/($AN$2*$AI$3/3.6),IF(J81=$AJ$2,AR81/$AN$2/$AJ$3,IF(J81=$AK$2,AR81/$AN$2/$AK$3))))","v":""},{"$f":"IF(J81=\"\",\"\",IF(J81=\"電気\",\"kWh/年\",IF(J81=\"都市ガス\",\"Nm3/年\",\"kg/年\")))","v":""},"","",{"$f":"IF(I81=\"\",\"\",'3_床面積'!$V$35)","v":""},"","",{"$f":"IF(I81=\"\",\"\",'3_床面積'!$W$35)","v":""},"","",{"$f":"IF(I81=\"\",\"\",'3_床面積'!$Z$35)","v":""},"","",{"$f":"IF(I81=\"\",\"\",'3_床面積'!$X$35)","v":""},"","",{"$f":"IF(I81=\"\",\"\",'3_床面積'!$Y$35)","v":""},"","",{"$f":"IF(S81=\"\",0,S81*HLOOKUP(J81,$AI$2:$AK$4,3,FALSE)/1000)","v":0},{"$f":"IF(AR81=\"\",0,AR81/$AN$2)","v":0},"",{"$f":"IF(ISERROR(AN81),0,IF(AN81=\"\",0,AN81*'2_メイン'!$Z$19/1000))","v":0},"",{"$f":"IF(ISERROR(AP81),0,IF(AP81=\"\",0,AP81*'2_メイン'!$Z$19/1000))","v":0},""]
[null,68,null,null,null,null,null,null,null,null,null,null,null,null,null,null,{"$f":"IF(I82=\"\",\"\",'3_床面積'!$Z$36)","v":""},null,{"$f":"IF(OR(E82=\"\",I82=\"\",J82=\"\"),\"\",IF(J82=$AI$2,AR82/3.6/($AN$2*$AI$3/3.6),IF(J82=$AJ$2,AR82/$AN$2/$AJ$3,IF(J82=$AK$2,AR82/$AN$2/$AK$3))))","v":""},{"$f":"IF(J82=\"\",\"\",IF(J82=\"電気\",\"kWh/年\",IF(J82=\"都市ガス\",\"Nm3/年\",\"kg/年\")))","v":""},"","",{"$f":"IF(I82=\"\",\"\",'3_床面積'!$V$35)","v":""},"","",{"$f":"IF(I82=\"\",\"\",'3_床面積'!$W$35)","v":""},"","",{"$f":"IF(I82=\"\",\"\",'3_床面積'!$Z$35)","v":""},"","",{"$f":"IF(I82=\"\",\"\",'3_床面積'!$X$35)","v":""},"","",{"$f":"IF(I82=\"\",\"\",'3_床面積'!$Y$35)","v":""},"","",{"$f":"IF(S82=\"\",0,S82*HLOOKUP(J82,$AI$2:$AK$4,3,FALSE)/1000)","v":0},{"$f":"IF(AR82=\"\",0,AR82/$AN$2)","v":0},"",{"$f":"IF(ISERROR(AN82),0,IF(AN82=\"\",0,AN82*'2_メイン'!$Z$19/1000))","v":0},"",{"$f":"IF(ISERROR(AP82),0,IF(AP82=\"\",0,AP82*'2_メイン'!$Z$19/1000))","v":0},""]
[null,69,null,null,null,null,null,null,null,null,null,null,null,null,null,null,{"$f":"IF(I83=\"\",\"\",'3_床面積'!$Z$36)","v":""},null,{"$f":"IF(OR(E83=\"\",I83=\"\",J83=\"\"),\"\",IF(J83=$AI$2,AR83/3.6/($AN$2*$AI$3/3.6),IF(J83=$AJ$2,AR83/$AN$2/$AJ$3,IF(J83=$AK$2,AR83/$AN$2/$AK$3))))","v":""},{"$f":"IF(J83=\"\",\"\",IF(J83=\"電気\",\"kWh/年\",IF(J83=\"都市ガス\",\"Nm3/年\",\"kg/年\")))","v":""},"","",{"$f":"IF(I83=\"\",\"\",'3_床面積'!$V$35)","v":""},"","",{"$f":"IF(I83=\"\",\"\",'3_床面積'!$W$35)","v":""},"","",{"$f":"IF(I83=\"\",\"\",'3_床面積'!$Z$35)","v":""},"","",{"$f":"IF(I83=\"\",\"\",'3_床面積'!$X$35)","v":""},"","",{"$f":"IF(I83=\"\",\"\",'3_床面積'!$Y$35)","v":""},"","",{"$f":"IF(S83=\"\",0,S83*HLOOKUP(J83,$AI$2:$AK$4,3,FALSE)/1000)","v":0},{"$f":"IF(AR83=\"\",0,AR83/$AN$2)","v":0},"",{"$f":"IF(ISERROR(AN83),0,IF(AN83=\"\",0,AN83*'2_メイン'!$Z$19/1000))","v":0},"",{"$f":"IF(ISERROR(AP83),0,IF(AP83=\"\",0,AP83*'2_メイン'!$Z$19/1000))","v":0},""]
[null,70,null,null,null,null,null,null,null,null,null,null,null,null,null,null,{"$f":"IF(I84=\"\",\"\",'3_床面積'!$Z$36)","v":""},null,{"$f":"IF(OR(E84=\"\",I84=\"\",J84=\"\"),\"\",IF(J84=$AI$2,AR84/3.6/($AN$2*$AI$3/3.6),IF(J84=$AJ$2,AR84/$AN$2/$AJ$3,IF(J84=$AK$2,AR84/$AN$2/$AK$3))))","v":""},{"$f":"IF(J84=\"\",\"\",IF(J84=\"電気\",\"kWh/年\",IF(J84=\"都市ガス\",\"Nm3/年\",\"kg/年\")))","v":""},"","",{"$f":"IF(I84=\"\",\"\",'3_床面積'!$V$35)","v":""},"","",{"$f":"IF(I84=\"\",\"\",'3_床面積'!$W$35)","v":""},"","",{"$f":"IF(I84=\"\",\"\",'3_床面積'!$Z$35)","v":""},"","",{"$f":"IF(I84=\"\",\"\",'3_床面積'!$X$35)","v":""},"","",{"$f":"IF(I84=\"\",\"\",'3_床面積'!$Y$35)","v":""},"","",{"$f":"IF(S84=\"\",0,S84*HLOOKUP(J84,$AI$2:$AK$4,3,FALSE)/1000)","v":0},{"$f":"IF(AR84=\"\",0,AR84/$AN$2)","v":0},"",{"$f":"IF(ISERROR(AN84),0,IF(AN84=\"\",0,AN84*'2_メイン'!$Z$19/1000))","v":0},"",{"$f":"IF(ISERROR(AP84),0,IF(AP84=\"\",0,AP84*'2_メイン'!$Z$19/1000))","v":0},""]

{"sheet":"14_全熱交換器 (新設)","index":13,"n_rows":86,"n_cols":89,"rows_kept":86,"cut":false,"hidden":false,"merged":[[8,46,8,61],[9,48,10,51],[9,52,10,56],[11,53,14,55],[9,57,10,61],[11,58,14,60],[11,25,14,25],[3,36,3,37],[3,38,3,39],[3,40,3,41],[3,32,3,33],[7,33,8,33],[7,32,8,32],[10,66,11,70],[12,65,14,65],[9,66,9,70],[12,66,14,66],[12,67,14,69],[12,70,14,70],[11,22,14,23],[11,14,14,14],[11,24,14,24],[11,29,14,30],[11,49,14,50],[9,62,13,63],[13,20,13,21],[11,38,12,43],[11,46,14,46],[11,47,14,47],[11,48,14,48],[13,34,13,35],[13,38,13,40],[13,41,13,43],[13,32,13,33],[11,32,12,35],[11,36,13,37],[48,5,48,6],[11,57,14,57],[11,61,14,61],[11,11,13,12],[11,52,14,52],[11,56,14,56],[11,51,14,51],[43,26,43,27],[46,26,46,27],[40,5,40,6],[40,7,40,8],[40,26,40,27],[41,5,41,6],[41,7,41,8],[41,26,41,27],[38,5,38,6],[42,5,42,6],[42,7,42,8],[42,26,42,27],[43,5,43,6],[43,7,43,8],[38,7,38,8],[38,26,38,27],[39,5,39,6],[36,5,36,6],[36,7,36,8],[36,26,36,27],[37,5,37,6],[37,7,37,8],[37,26,37,27],[34,5,34,6],[34,7,34,8],[34,26,34,27],[35,5,35,6],[35,7,35,8],[35,26,35,27],[32,5,32,6],[32,7,32,8],[32,26,32,27],[33,5,33,6],[49,5,49,6],[49,7,49,8],[49,26,49,27],[44,5,44,6],[44,7,44,8],[44,26,44,27],[47,5,47,6],[48,7,48,8],[48,26,48,27],[45,5,45,6],[45,7,45,8],[45,26,45,27],[46,5,46,6],[46,7,46,8],[47,7,47,8],[47,26,47,27],[33,7,33,8],[33,26,33,27],[39,7,39,8],[39,26,39,27],[30,5,30,6],[30,7,30,8],[30,26,30,27],[31,5,31,6],[31,7,31,8],[31,26,31,27],[28,5,28,6],[28,7,28,8],[28,26,28,27],[29,5,29,6],[29,7,29,8],[29,26,29,27],[21,5,21,6],[21,7,21,8],[21,26,21,27],[26,5,26,6],[26,7,26,8],[26,26,26,27],[27,5,27,6],[27,7,27,8],[27,26,27,27],[24,5,24,6],[24,7,24,8],[24,26,24,27],[25,5,25,6],[25,7,25,8],[25,26,25,27],[11,1,14,1],[11,2,11,3],[11,4,14,4],[11,5,14,6],[11,7,14,8],[11,9,13,10],[12,2,14,2],[12,3,14,3],[6,20,7,31],[11,13,14,13],[11,15,11,17],[11,18,12,21],[11,26,14,27],[11,31,14,31],[12,15,14,15],[12,16,14,16],[12,17,14,17],[13,18,13,19],[8,20,8,21],[8,26,8,27],[9,20,9,21],[9,26,9,27],[50,5,50,6],[51,5,51,6],[52,5,52,6],[15,5,15,6],[15,7,15,8],[18,5,18,6],[18,7,18,8],[18,26,18,27],[19,5,19,6],[16,5,16,6],[16,7,16,8],[16,26,16,27],[17,5,17,6],[17,7,17,8],[17,26,17,27],[22,5,22,6],[22,7,22,8],[22,26,22,27],[23,5,23,6],[23,7,23,8],[23,26,23,27],[20,5,20,6],[20,7,20,8],[20,26,20,27],[19,7,19,8],[19,26,19,27],[15,26,15,27],[3,34,3,35],[62,5,62,6],[63,5,63,6],[64,5,64,6],[65,5,65,6],[66,5,66,6],[59,26,59,27],[60,26,60,27],[61,26,61,27],[62,26,62,27],[63,26,63,27],[63,7,63,8],[50,26,50,27],[51,26,51,27],[52,26,52,27],[53,26,53,27],[54,26,54,27],[55,26,55,27],[56,26,56,27],[57,26,57,27],[58,26,58,27],[69,5,69,6],[53,5,53,6],[54,5,54,6],[55,5,55,6],[56,5,56,6],[57,5,57,6],[58,5,58,6],[59,5,59,6],[60,5,60,6],[61,5,61,6],[82,5,82,6],[83,5,83,6],[84,5,84,6],[50,7,50,8],[51,7,51,8],[52,7,52,8],[53,7,53,8],[54,7,54,8],[55,7,55,8],[56,7,56,8],[57,7,57,8],[58,7,58,8],[59,7,59,8],[60,7,60,8],[61,7,61,8],[62,7,62,8],[66,7,66,8],[67,7,67,8],[71,5,71,6],[72,5,72,6],[73,5,73,6],[74,5,74,6],[70,5,70,6],[75,5,75,6],[80,26,80,27],[81,26,81,27],[64,7,64,8],[65,7,65,8],[67,26,67,27],[80,5,80,6],[77,5,77,6],[78,5,78,6],[79,5,79,6],[78,7,78,8],[81,5,81,6],[79,7,79,8],[80,7,80,8],[81,7,81,8],[76,5,76,6],[77,26,77,27],[78,26,78,27],[64,26,64,27],[65,26,65,27],[66,26,66,27],[69,7,69,8],[68,7,68,8],[67,5,67,6],[68,5,68,6],[82,26,82,27],[83,26,83,27],[79,26,79,27],[68,26,68,27],[69,26,69,27],[70,26,70,27],[84,7,84,8],[70,7,70,8],[71,7,71,8],[72,7,72,8],[71,26,71,27],[72,26,72,27],[73,7,73,8],[74,7,74,8],[75,7,75,8],[76,7,76,8],[77,7,77,8],[73,26,73,27],[84,26,84,27],[74,26,74,27],[75,26,75,27],[76,26,76,27],[82,7,82,8],[83,7,83,8]]}
[]
[null,null,null,null,null,null,null,null,null,null,null,null,null,null,null,null,null,null,null,null,null,null,null,null,null,null,null,null,null,null,null,null,null,"○",null,null,null,null,null,null,null,null,null,null,null,null,null,null,null,null,null,null,null,null,null,null,null,null,null,null,null,null,null,null,null,null,null,null,null,null,null,null,null,"■都市ガス種別",null,null,null,null,"風量比　補正テーブル",null,null,0.5,0.6,0.7,0.8,0.9,1,1.2,"風量比"]
[null,null,null,null,null,null,null,null,null,null,null,null,null,null,null,null,null,null,null,null,null,null,null,null,null,null,null,null,null,null,null,null,null,null,null,null,null,null,null,null,null,null,"■エネルギー種別",null,null,null,"■基準COP",null,"■省エネ率",null,null,null,null,null,null,null,null,null,null,null,null,null,null,null,null,null,null,null,null,null,null,null,null,"中圧ガス","低圧ガス",null,null,null,null,null,0.9,0.5,0.6,0.7,0.75,0.85,0.9,0.95]
[null,null,null,null,null,null,null,null,null,null,null,null,null,null,null,null,null,null,null,null,null,null,null,null,null,null,null,null,null,null,null,null,"一次消費エネルギー",null,"CO2",null,"電気",null,"都市ガス",null,"LPG",null,"電気","都市ガス","LPG",null,0.9,null,"全熱交換器エンタルピー制御あり","全熱交換器エンタルピー制御無し","除加湿可能全熱交換機能付外気処理機",null,null,null,null,null,null,null,null,null,null,null,null,null,null,null,null,null,null,null,null,null,null,0.95699999999999996,0.96699999999999997,null,null,null,null,null,0.8,0.5,0.55000000000000004,0.65,0.7,0.75,0.8,0.85]
[null,null,"色欄については、文字又は数値を入力",null,null,null,null,null,null,null,null,null,null,null,null,null,null,null,null,null,null,null,null,null,null,null,null,null,null,null,null,null,"撤去","新設","撤去","新設","撤去","新設","撤去","新設","撤去","新設",{"$f":"'2_メイン'!Z19","v":0.48899999999999999},{"$f":"'2_メイン'!AA19","v":2.2440000000000002},{"$f":"'2_メイン'!AC19","v":2.9651656441717793},null,null,null,0.5,0.4,0.5,null,null,null,null,null,null,null,null,null,null,null,null,null,null,null,null,null,null,null,null,null,null,null,null,null,null,null,null,null,0.7,0.45,0.55000000000000004,0.6,0.65,0.7,0.7,0.75]
[null,null,"色欄については、プルダウンメニューから選択",null,null,null,null,null,null,null,null,null,null,null,null,null,null,null,null,null,null,null,null,null,null,null,null,null,null,null,null,null,{"$f":"SUM(BL16:BL85)","v":0},{"$f":"SUM(BK16:BK85)","v":0},{"$f":"SUMIF(C16:C85,\"○\",BS16:BS85)+SUMIF(AU16:AU85,\"○\",BE16:BE85)","v":0},{"$f":"SUMIF(C16:C85,\"○\",Y16:Y85)+SUMIF(AU16:AU85,\"○\",BJ16:BJ85)","v":0},{"$f":"SUMIF(BR16:BR85,\"kWh/年\",BQ16:BQ85)+SUMIF(BD16:BD85,\"kWh/年\",BC16:BC85)","v":0},{"$f":"SUMIF(X16:X85,\"kWh/年\",AC16:AC85)+SUMIF(BI16:BI85,\"kWh/年\",BH16:BH85)","v":0},{"$f":"(SUMIF(BR16:BR85,\"Nm3/年\",BQ16:BQ85)+SUMIF(BD16:BD85,\"Nm3/年\",BC16:BC85))/HLOOKUP(BW6,BV3:BW4,2,FALSE)","v":0},{"$f":"(SUMIF(X16:X85,\"Nm3/年\",AC16:AC85)+SUMIF(BI16:BI85,\"Nm3/年\",BH16:BH85))/HLOOKUP(BW6,BV3:BW4,2,FALSE)","v":0},{"$f":"SUMIF(BR16:BR85,\"kg/年\",BQ16:BQ85)+SUMIF(BD16:BD85,\"kg/年\",BC16:BC85)","v":0},{"$f":"SUMIF(X16:X85,\"kg/年\",AC16:AC85)+SUMIF(BI16:BI85,\"kg/年\",BH16:BH85)","v":0},{"$f":"'2_メイン'!Z20","v":9.76},{"$f":"'2_メイン'!AA20","v":45},{"$f":"'2_メイン'!AC20","v":50.8},null,null,null,null,null,null,null,null,null,null,null,null,null,null,null,null,null,null,null,null,null,null,null,null,null,null,null,null,"ガス種別判定",{"$f":"'11_パッケージ (新設)'!AZ9","v":"低圧ガス"},null,null,null,null,null,0.6,0.4,0.5,0.5,0.55000000000000004,0.6,0.6,0.65]
[null,null,"色欄については、任意記入とし、文字又は数値を入力",null,null,null,null,null,null,null,null,null,null,null,null,null,null,null,null,null,null,null,null,null,null,null,null,null,null,null,null,null,null,null,null,null,null,null,null,null,null,null,null,null,null,null,null,null,null,null,null,null,null,null,null,null,null,null,null,null,null,null,null,null,null,null,null,null,null,null,null,null,null,null,null,null,null,null,null,null,0.5,0.4,0.4,0.45,0.45,0.5,0.5,0.55000000000000004]
[null,null,"色欄については、入力の間違いや未記入の状態などエラーを示す。",null,null,null,null,null,null,null,null,null,null,null,null,null,null,null,null,null,null,null,null,null,null,null,null,null,null,null,null,null,null,null,null,null,null,null,null,null,"中小クレジットの標準値と統一",null,null,null,null,null,null,null,null,null,null,null,null,null,null,null,null,null,null,null,null,null,null,null,null,null,null,null,null,null,null,null,null,null,null,null,null,null,null,null,"熱交換率"]
[null,null,null,null,null,null,null,null,null,null,null,null,null,null,null,null,null,null,null,null,null,null,null,null,null,null,null,null,null,null,null,null,null,null,null,"標準熱交換率",0.5,"冷房比エンタルピー差","暖房比エンタルピー差",null,"標準熱交換率",50,null,null,null,null,"制御のみ追加"]
[null,"全熱交換器等の導入（新設）",null,null,null,null,null,null,null,null,null,null,null,null,null,null,null,null,null,null,null,null,null,null,"No.14",null,null,null,null,null,null,null,null,null,null,"標準熱交換率\n（撤去）",0.5,31.5,33.5,null,"標準風量比",0.5,null,null,null,null,null,null,"削減量",null,null,null,"改修前",null,null,null,null,"改修後",null,null,null,null,"年間一次エネルギー\n消費量"]
[null,null,null,null,null,null,null,null,null,null,null,null,null,null,null,null,null,null,null,null,null,null,null,null,null,null,null,null,null,null,null,null,null,null,null,null,null,null,null,null,null,null,null,null,null,null,null,null,null,null,null,null,null,null,null,null,null,null,null,null,null,null,null,null,null,null,"新設"]
[null,"No.","改修の種類",null,"機器記号","機器名称",null,"外気量\n[㎥/h]",null,"排気量\n[㎥/h]",null,"全熱交換効率\n[%] ",null,"台数","\nｴﾈﾙｷﾞｰ\n種別","全熱交換器等",null,null," 年間運転時間\n[h/年]",null,null,null,"年間エネルギー\n消費量\n",null,"年間CO2\n排出量\n[t-CO2/年]","年間\n熱負荷\n\n[MJ/年]","年間熱負荷\n削減量\n[MJ/年]",null,null,"年間エネルギー\n削減量\n",null,"年間CO2\n削減量\n[t-CO2/年]","\n静止形",null,null,null,"省エネ率",null,"全負荷相当運転時間\n[h/年]",null,null,null,null,null,null,null,"制御のみ\n追加","省エネ率","年間熱負荷\n削減量\n[MJ/年]","年間エネルギー\n削減量\n",null,"年間CO2\n削減量\n[t-CO2/年]","改修前の\n年間熱負荷","年間エネルギー\n削減量\n",null,null,"改修前の\n年間CO2\n排出量\n[t-CO2/年]","\n年間熱負荷","年間エネルギー\n削減量\n",null,null,"\n年間CO2\n排出量\n[t-CO2/年]"]
[null,null,"機器\n新設","制御\n追加",null,null,null,null,null,null,null,null,null,null,null,"全熱交換器\nエンタルピー\n制御あり","全熱交換器\nエンタルピー\n制御無し","除加湿可能\n全熱交換\n機能付\n外気処理機",null,null,null,null,null,null,null,null,null,null,null,null,null,null,null,null,null,null,null,null,null,null,null,null,null,null,null,null,null,null,null,null,null,null,null,null,null,null,null,null,null,null,null,null,null,null,null,"年間CO2\n排出量\n[t-CO2/年]","改修前の\n年間熱負荷","改修前の\n年間\nエネルギー\n消費量",null,null,"改修前の\n年間CO2\n排出量\n[t-CO2/年]"]
[null,null,null,null,null,null,null,null,null,null,null,null,null,null,null,null,null,null,"標準値",null,"想定値",null,null,null,null,null,null,null,null,null,null,null,"標準値・想定値",null,"補正表　参照値",null,null,null,"冷房",null,null,"暖房"]
[null,null,null,null,null,null,null,null,null,"標準値","設計値","標準値","設計値",null,null,null,null,null,"冷房","暖房","冷房","暖房",null,null,null,null,null,null,null,null,null,null,"風量比","熱交換率","風量比","熱交換率","補正なし","補正あり","標準値","想定値","採用値","標準値","想定値","採用値",null,null,null,null,null,null,null,null,null,null,null,null,null,null,null,null,null,null,"新設","更新前"]
[null,1,null,null,null,null,null,null,null,{"$f":"IF(H16=\"\",\"\",H16*$AP$10)","v":""},null,{"$f":"IF(H16=\"\",\"\",$AP$9)","v":""},null,null,null,null,null,null,{"$f":"IF(N16=\"\",\"\",'3_床面積'!$V$36)","v":""},{"$f":"IF(N16=\"\",\"\",'3_床面積'!$W$36)","v":""},null,null,{"$f":"IF(O16=\"\",\"\",IF(O16=$AQ$4,Z16/3.6/($AU$4*$AQ$6/3.6),IF(O16=$AR$4,Z16/$AU$4/$AR$6,IF(O16=$AS$4,Z16/$AU$4/$AS$6))))","v":""},{"$f":"IF(O16=\"\",\"\",IF(O16=\"電気\",\"kWh/年\",IF(O16=\"都市ガス\",\"Nm3/年\",\"kg/年\")))","v":""},{"$f":"IF(W16=\"\",\"\",W16*HLOOKUP(O16,$AQ$4:$AS$6,2,FALSE)/1000)","v":""},{"$f":"IF(N16=\"\",\"\",0.33*H16*N16*(1-AL16)*($AL$10*AO16+$AM$10*AR16)*3.6/1000)","v":""},{"$f":"IF(N16=\"\",\"\",0.33*H16*N16*AL16*($AL$10*AO16+$AM$10*AR16)*3.6/1000)","v":""},null,{"$f":"IF(W16=\"\",\"\",IF(C16=$AH$2,1,)*W16)","v":""},{"$f":"IF(O16=\"\",\"\",IF(O16=$AQ$4,AA16/3.6/($AU$4*$AQ$6/3.6),IF(O16=$AR$4,AA16/$AU$4/$AR$6,IF(O16=$AS$4,AA16/$AU$4/$AS$6))))","v":""},{"$f":"IF(O16=\"\",\"\",IF(O16=\"電気\",\"kWh/年\",IF(O16=\"都市ガス\",\"Nm3/年\",\"kg/年\")))","v":""},{"$f":"IF(AD16=\"\",\"\",AD16*HLOOKUP(O16,$AQ$4:$AS$6,2,FALSE)/1000)","v":""},{"$f":"IF(N16=\"\",\"\",IF(K16=\"\",$AP$10,K16/H16))","v":""},{"$f":"IF(N16=\"\",\"\",IF(M16=\"\",$AP$9,M16))","v":""},{"$f":"IF(N16=\"\",\"\",IF(AG16>=1.2,1.2,IF(AND(AG16>=1,AG16<1.2),1,IF(AND(AG16>=0.9,AG16<1),0.9,IF(AND(AG16>=0.8,AG16<0.9),0.8,IF(AND(AG16>=0.7,AG16<0.8),0.7,IF(AND(AG16>=0.6,AG16<0.7),0.6,0.5)))))))","v":""},{"$f":"IF(N16=\"\",\"\",IF(AH16>=90,0.9,IF(AND(AH16>=80,AH16<90),0.8,IF(AND(AH16>=70,AH16<80),0.7,IF(AND(AH16>=60,AH16<70),0.6,0.5)))))","v":""},{"$f":"IF(N16=\"\",\"\",SUMIF(P16:R16,\"○\",$AW$5:$AY$5))","v":""},{"$f":"IF(N16=\"\",\"\",AK16*INDEX($CD$3:$CJ$7,MATCH(AJ16,$CC$3:$CC$7,0),MATCH(AI16,$CD$2:$CJ$2,0))/$AK$9)","v":""},{"$f":"IF(N16=\"\",\"\",'3_床面積'!$V$35)","v":""},{"$f":"IF(U16=\"\",\"\",AM16*U16/S16)","v":""},{"$f":"IF(AN16=\"\",AM16,AN16)","v":""},{"$f":"IF(N16=\"\",\"\",'3_床面積'!$W$35)","v":""},{"$f":"IF(V16=\"\",\"\",AP16*V16/T16)","v":""},{"$f":"IF(AQ16=\"\",AP16,AQ16)","v":""},null,null,{"$f":"IF(AND(C16=\"\",D16=\"○\"),\"○\",\"\")","v":""},{"$f":"IF(N16=\"\",\"\",($AW$5-$AX$5)*INDEX($CD$3:$CJ$7,MATCH(AJ16,$CC$3:$CC$7,0),MATCH(AI16,$CD$2:$CJ$2,0))/$AK$9)","v":""},{"$f":"IF(N16=\"\",\"\",0.33*H16*N16*AV16*($AL$10*AO16+$AM$10*AR16)*3.6/1000)","v":""},{"$f":"IF(O16=\"\",\"\",IF(O16=$AQ$4,AW16/3.6/($AU$4*$AQ$6/3.6),IF(O16=$AR$4,AW16/$AU$4/$AR$6,IF(O16=$AS$4,AW16/$AU$4/$AS$6))))","v":""},{"$f":"IF(O16=\"\",\"\",IF(O16=\"電気\",\"kWh/年\",IF(O16=\"都市ガス\",\"Nm3/年\",\"kg/年\")))","v":""},{"$f":"IF(AX16=\"\",\"\",AX16*HLOOKUP(O16,$AQ$4:$AS$6,2,FALSE)/1000)","v":""},{"$f":"IF(N16=\"\",\"\",0.33*H16*N16*IF(N16=\"\",\"\",(1-$AX$5)*INDEX($CD$3:$CJ$7,MATCH(AJ16,$CC$3:$CC$7,0),MATCH(AI16,$CD$2:$CJ$2,0))/$AK$9)*($AL$10*AO16+$AM$10*AR16)*3.6/1000)","v":""},{"$f":"IF(O16=\"\",\"\",IF(O16=$AQ$4,BA16/3.6/($AU$4*$AQ$6/3.6),IF(O16=$AR$4,BA16/$AU$4/$AR$6,IF(O16=$AS$4,BA16/$AU$4/$AS$6))))","v":""},{"$f":"IF(BB16=\"\",\"\",IF(D16=\"\",0,1)*BB16)","v":""},{"$f":"IF(O16=\"\",\"\",IF(O16=\"電気\",\"kWh/年\",IF(O16=\"都市ガス\",\"Nm3/年\",\"kg/年\")))","v":""},{"$f":"IF(BB16=\"\",\"\",BB16*HLOOKUP(O16,$AQ$4:$AS$6,2,FALSE)/1000)","v":""},{"$f":"IF(N16=\"\",\"\",0.33*H16*N16*IF(N16=\"\",\"\",(1-$AW$5)*INDEX($CD$3:$CJ$7,MATCH(AJ16,$CC$3:$CC$7,0),MATCH(AI16,$CD$2:$CJ$2,0))/$AK$9)*($AL$10*AO16+$AM$10*AR16)*3.6/1000)","v":""},{"$f":"IF(O16=\"\",\"\",IF(O16=$AQ$4,BF16/3.6/($AU$4*$AQ$6/3.6),IF(O16=$AR$4,BF16/$AU$4/$AR$6,IF(O16=$AS$4,BF16/$AU$4/$AS$6))))","v":""},{"$f":"IF(BG16=\"\",\"\",IF(D16=\"\",0,1)*BG16)","v":""},{"$f":"IF(O16=\"\",\"\",IF(O16=\"電気\",\"kWh/年\",IF(O16=\"都市ガス\",\"Nm3/年\",\"kg/年\")))","v":""},{"$f":"IF(ISERROR(BF16),\"\",IF(BF16=\"\",\"\",BF16*'2_メイン'!$AG$19/1000))","v":""},{"$f":"IF(W16=\"\",\"\",W16*HLOOKUP(O16,$AQ$4:$AS$6,3,FALSE))","v":""},{"$f":"IF(BP16=\"\",\"\",BP16*HLOOKUP(O16,$AQ$4:$AS$6,3,FALSE))","v":""},null,{"$f":"IF(ISERROR(Z16),\"\",IF(Z16=\"\",\"\",Z16*'2_メイン'!$AG$19/1000))","v":""},{"$f":"IF(N16=\"\",\"\",0.33*H16*N16*($AL$10*AO16+$AM$10*AR16)*3.6/1000)","v":""},{"$f":"IF(O16=\"\",\"\",IF(O16=$AQ$4,BO16/3.6/($AU$4*$AQ$6/3.6),IF(O16=$AR$4,BO16/$AU$4/$AR$6,IF(O16=$AS$4,BO16/$AU$4/$AS$6))))","v":""},{"$f":"IF(BP16=\"\",\"\",IF(C16=\"\",0,1)*BP16)","v":""},{"$f":"IF(O16=\"\",\"\",IF(O16=\"電気\",\"kWh/年\",IF(O16=\"都市ガス\",\"Nm3/年\",\"kg/年\")))","v":""},{"$f":"IF(BP16=\"\",\"\",BP16*HLOOKUP(O16,$AQ$4:$AS$6,2,FALSE)/1000)","v":""}]
[null,2,null,null,null,null,null,null,null,{"$f":"IF(H17=\"\",\"\",H17*$AP$10)","v":""},null,{"$f":"IF(H17=\"\",\"\",$AP$9)","v":""},null,null,null,null,null,null,{"$f":"IF(N17=\"\",\"\",'3_床面積'!$V$36)","v":""},{"$f":"IF(N17=\"\",\"\",'3_床面積'!$W$36)","v":""},null,null,"",{"$f":"IF(O17=\"\",\"\",IF(O17=\"電気\",\"kWh/年\",IF(O17=\"都市ガス\",\"Nm3/年\",\"kg/年\")))","v":""},{"$f":"IF(W17=\"\",\"\",W17*HLOOKUP(O17,$AQ$4:$AS$6,2,FALSE)/1000)","v":""},"",{"$f":"IF(N17=\"\",\"\",0.33*H17*N17*AL17*($AL$10*AO17+$AM$10*AR17)*3.6/1000)","v":""},null,{"$f":"IF(W17=\"\",\"\",IF(C17=$AH$2,1,)*W17)","v":""},{"$f":"IF(O17=\"\",\"\",IF(O17=$AQ$4,AA17/3.6/($AU$4*$AQ$6/3.6),IF(O17=$AR$4,AA17/$AU$4/$AR$6,IF(O17=$AS$4,AA17/$AU$4/$AS$6))))","v":""},{"$f":"IF(O17=\"\",\"\",IF(O17=\"電気\",\"kWh/年\",IF(O17=\"都市ガス\",\"Nm3/年\",\"kg/年\")))","v":""},{"$f":"IF(AD17=\"\",\"\",AD17*HLOOKUP(O17,$AQ$4:$AS$6,2,FALSE)/1000)","v":""},{"$f":"IF(N17=\"\",\"\",IF(K17=\"\",$AP$10,K17/H17))","v":""},{"$f":"IF(N17=\"\",\"\",IF(M17=\"\",$AP$9,M17))","v":""},"","",{"$f":"IF(N17=\"\",\"\",SUMIF(P17:R17,\"○\",$AW$5:$AY$5))","v":""},{"$f":"IF(N17=\"\",\"\",AK17*INDEX($CD$3:$CJ$7,MATCH(AJ17,$CC$3:$CC$7,0),MATCH(AI17,$CD$2:$CJ$2,0))/$AK$9)","v":""},{"$f":"IF(N17=\"\",\"\",'3_床面積'!$V$35)","v":""},{"$f":"IF(U17=\"\",\"\",AM17*U17/S17)","v":""},{"$f":"IF(AN17=\"\",AM17,AN17)","v":""},{"$f":"IF(N17=\"\",\"\",'3_床面積'!$W$35)","v":""},{"$f":"IF(V17=\"\",\"\",AP17*V17/T17)","v":""},{"$f":"IF(AQ17=\"\",AP17,AQ17)","v":""},null,null,{"$f":"IF(AND(C17=\"\",D17=\"○\"),\"○\",\"\")","v":""},"","",{"$f":"IF(O17=\"\",\"\",IF(O17=$AQ$4,AW17/3.6/($AU$4*$AQ$6/3.6),IF(O17=$AR$4,AW17/$AU$4/$AR$6,IF(O17=$AS$4,AW17/$AU$4/$AS$6))))","v":""},{"$f":"IF(O17=\"\",\"\",IF(O17=\"電気\",\"kWh/年\",IF(O17=\"都市ガス\",\"Nm3/年\",\"kg/年\")))","v":""},{"$f":"IF(AX17=\"\",\"\",AX17*HLOOKUP(O17,$AQ$4:$AS$6,2,FALSE)/1000)","v":""},"",{"$f":"IF(O17=\"\",\"\",IF(O17=$AQ$4,BA17/3.6/($AU$4*$AQ$6/3.6),IF(O17=$AR$4,BA17/$AU$4/$AR$6,IF(O17=$AS$4,BA17/$AU$4/$AS$6))))","v":""},{"$f":"IF(BB17=\"\",\"\",IF(D17=\"\",0,1)*BB17)","v":""},{"$f":"IF(O17=\"\",\"\",IF(O17=\"電気\",\"kWh/年\",IF(O17=\"都市ガス\",\"Nm3/年\",\"kg/年\")))","v":""},{"$f":"IF(BB17=\"\",\"\",BB17*HLOOKUP(O17,$AQ$4:$AS$6,2,FALSE)/1000)","v":""},"",{"$f":"IF(O17=\"\",\"\",IF(O17=$AQ$4,BF17/3.6/($AU$4*$AQ$6/3.6),IF(O17=$AR$4,BF17/$AU$4/$AR$6,IF(O17=$AS$4,BF17/$AU$4/$AS$6))))","v":""},{"$f":"IF(BG17=\"\",\"\",IF(D17=\"\",0,1)*BG17)","v":""},{"$f":"IF(O17=\"\",\"\",IF(O17=\"電気\",\"kWh/年\",IF(O17=\"都市ガス\",\"Nm3/年\",\"kg/年\")))","v":""},{"$f":"IF(ISERROR(BF17),\"\",IF(BF17=\"\",\"\",BF17*'2_メイン'!$AG$19/1000))","v":""},{"$f":"IF(W17=\"\",\"\",W17*HLOOKUP(O17,$AQ$4:$AS$6,3,FALSE))","v":""},"",null,{"$f":"IF(ISERROR(Z17),\"\",IF(Z17=\"\",\"\",Z17*'2_メイン'!$AG$19/1000))","v":""},{"$f":"IF(N17=\"\",\"\",0.33*H17*N17*($AL$10*AO17+$AM$10*AR17)*3.6/1000)","v":""},"",{"$f":"IF(BP17=\"\",\"\",IF(C17=\"\",0,1)*BP17)","v":""},{"$f":"IF(O17=\"\",\"\",IF(O17=\"電気\",\"kWh/年\",IF(O17=\"都市ガス\",\"Nm3/年\",\"kg/年\")))","v":""},""]
[null,3,null,null,null,null,null,null,null,"",null,"",null,null,null,null,null,null,{"$f":"IF(N18=\"\",\"\",'3_床面積'!$V$36)","v":""},{"$f":"IF(N18=\"\",\"\",'3_床面積'!$W$36)","v":""},null,null,"","","","","",null,{"$f":"IF(W18=\"\",\"\",IF(C18=$AH$2,1,)*W18)","v":""},"","","","","","","","","",{"$f":"IF(N18=\"\",\"\",'3_床面積'!$V$35)","v":""},"","",{"$f":"IF(N18=\"\",\"\",'3_床面積'!$W$35)","v":""},"","",null,null,"","","","","","","","","","","","","","","",{"$f":"IF(ISERROR(BF18),\"\",IF(BF18=\"\",\"\",BF18*'2_メイン'!$AG$19/1000))","v":""},"","",null,{"$f":"IF(ISERROR(Z18),\"\",IF(Z18=\"\",\"\",Z18*'2_メイン'!$AG$19/1000))","v":""},"","","","",""]
[null,4,null,null,null,null,null,null,null,"",null,"",null,null,null,null,null,null,{"$f":"IF(N19=\"\",\"\",'3_床面積'!$V$36)","v":""},{"$f":"IF(N19=\"\",\"\",'3_床面積'!$W$36)","v":""},null,null,"","","","","",null,"","","","","","","","","","",{"$f":"IF(N19=\"\",\"\",'3_床面積'!$V$35)","v":""},"","",{"$f":"IF(N19=\"\",\"\",'3_床面積'!$W$35)","v":""},"","",null,null,"","","","","","","","","","","","","","","",{"$f":"IF(ISERROR(BF19),\"\",IF(BF19=\"\",\"\",BF19*'2_メイン'!$AG$19/1000))","v":""},"","",null,{"$f":"IF(ISERROR(Z19),\"\",IF(Z19=\"\",\"\",Z19*'2_メイン'!$AG$19/1000))","v":""},"","","","",""]
[null,5,null,null,null,null,null,null,null,"",null,"",null,null,null,null,null,null,{"$f":"IF(N20=\"\",\"\",'3_床面積'!$V$36)","v":""},{"$f":"IF(N20=\"\",\"\",'3_床面積'!$W$36)","v":""},null,null,"","","","","",null,"","","","","","","","","","",{"$f":"IF(N20=\"\",\"\",'3_床面積'!$V$35)","v":""},"","",{"$f":"IF(N20=\"\",\"\",'3_床面積'!$W$35)","v":""},"","",null,null,"","","","","","","","","","","","","","","",{"$f":"IF(ISERROR(BF20),\"\",IF(BF20=\"\",\"\",BF20*'2_メイン'!$AG$19/1000))","v":""},"","",null,{"$f":"IF(ISERROR(Z20),\"\",IF(Z20=\"\",\"\",Z20*'2_メイン'!$AG$19/1000))","v":""},"","","","",""]
[null,6,null,null,null,null,null,null,null,"",null,"",null,null,null,null,null,null,{"$f":"IF(N21=\"\",\"\",'3_床面積'!$V$36)","v":""},{"$f":"IF(N21=\"\",\"\",'3_床面積'!$W$36)","v":""},null,null,"","","","","",null,"","","","","","","","","","",{"$f":"IF(N21=\"\",\"\",'3_床面積'!$V$35)","v":""},"","",{"$f":"IF(N21=\"\",\"\",'3_床面積'!$W$35)","v":""},"","",null,null,"","","","","","","","","","","","","","","",{"$f":"IF(ISERROR(BF21),\"\",IF(BF21=\"\",\"\",BF21*'2_メイン'!$AG$19/1000))","v":""},"","",null,{"$f":"IF(ISERROR(Z21),\"\",IF(Z21=\"\",\"\",Z21*'2_メイン'!$AG$19/1000))","v":""},"","","","",""]
[null,7,null,null,null,null,null,null,null,"",null,"",null,null,null,null,null,null,{"$f":"IF(N22=\"\",\"\",'3_床面積'!$V$36)","v":""},{"$f":"IF(N22=\"\",\"\",'3_床面積'!$W$36)","v":""},null,null,"","","","","",null,"","","","","","","","","","",{"$f":"IF(N22=\"\",\"\",'3_床面積'!$V$35)","v":""},"","",{"$f":"IF(N22=\"\",\"\",'3_床面積'!$W$35)","v":""},"","",null,null,"","","","","","","","","","","","","","","",{"$f":"IF(ISERROR(BF22),\"\",IF(BF22=\"\",\"\",BF22*'2_メイン'!$AG$19/1000))","v":""},"","",null,{"$f":"IF(ISERROR(Z22),\"\",IF(Z22=\"\",\"\",Z22*'2_メイン'!$AG$19/1000))","v":""},"","","","",""]
[null,8,null,null,null,null,null,null,null,"",null,"",null,null,null,null,null,null,{"$f":"IF(N23=\"\",\"\",'3_床面積'!$V$36)","v":""},{"$f":"IF(N23=\"\",\"\",'3_床面積'!$W$36)","v":""},null,null,"","","","","",null,"","","","","","","","","","",{"$f":"IF(N23=\"\",\"\",'3_床面積'!$V$35)","v":""},"","",{"$f":"IF(N23=\"\",\"\",'3_床面積'!$W$35)","v":""},"","",null,null,"","","","","","","","","","","","","","","",{"$f":"IF(ISERROR(BF23),\"\",IF(BF23=\"\",\"\",BF23*'2_メイン'!$AG$19/1000))","v":""},"","",null,{"$f":"IF(ISERROR(Z23),\"\",IF(Z23=\"\",\"\",Z23*'2_メイン'!$AG$19/1000))","v":""},"","","","",""]
[null,9,null,null,null,null,null,null,null,"",null,"",null,null,null,null,null,null,{"$f":"IF(N24=\"\",\"\",'3_床面積'!$V$36)","v":""},{"$f":"IF(N24=\"\",\"\",'3_床面積'!$W$36)","v":""},null,null,"","","","","",null,"","","","","","","","","","",{"$f":"IF(N24=\"\",\"\",'3_床面積'!$V$35)","v":""},"","",{"$f":"IF(N24=\"\",\"\",'3_床面積'!$W$35)","v":""},"","",null,null,"","","","","","","","","","","","","","","",{"$f":"IF(ISERROR(BF24),\"\",IF(BF24=\"\",\"\",BF24*'2_メイン'!$AG$19/1000))","v":""},"","",null,{"$f":"IF(ISERROR(Z24),\"\",IF(Z24=\"\",\"\",Z24*'2_メイン'!$AG$19/1000))","v":""},"","","","",""]
[null,10,null,null,null,null,null,null,null,"",null,"",null,null,null,null,null,null,{"$f":"IF(N25=\"\",\"\",'3_床面積'!$V$36)","v":""},{"$f":"IF(N25=\"\",\"\",'3_床面積'!$W$36)","v":""},null,null,"","","","","",null,"","","","","","","","","","",{"$f":"IF(N25=\"\",\"\",'3_床面積'!$V$35)","v":""},"","",{"$f":"IF(N25=\"\",\"\",'3_床面積'!$W$35)","v":""},"","",null,null,"","","","","","","","","","","","","","","",{"$f":"IF(ISERROR(BF25),\"\",IF(BF25=\"\",\"\",BF25*'2_メイン'!$AG$19/1000))","v":""},"","",null,{"$f":"IF(ISERROR(Z25),\"\",IF(Z25=\"\",\"\",Z25*'2_メイン'!$AG$19/1000))","v":""},"","","","",""]
[null,11,null,null,null,null,null,null,null,"",null,"",null,null,null,null,null,null,{"$f":"IF(N26=\"\",\"\",'3_床面積'!$V$36)","v":""},{"$f":"IF(N26=\"\",\"\",'3_床面積'!$W$36)","v":""},null,null,"","","","","",null,"","","","","","","","","","",{"$f":"IF(N26=\"\",\"\",'3_床面積'!$V$35)","v":""},"","",{"$f":"IF(N26=\"\",\"\",'3_床面積'!$W$35)","v":""},"","",null,null,"","","","","","","","","","","","","","","",{"$f":"IF(ISERROR(BF26),\"\",IF(BF26=\"\",\"\",BF26*'2_メイン'!$AG$19/1000))","v":""},"","",null,{"$f":"IF(ISERROR(Z26),\"\",IF(Z26=\"\",\"\",Z26*'2_メイン'!$AG$19/1000))","v":""},"","","","",""]
[null,12,null,null,null,null,null,null,null,"",null,"",null,null,null,null,null,null,{"$f":"IF(N27=\"\",\"\",'3_床面積'!$V$36)","v":""},{"$f":"IF(N27=\"\",\"\",'3_床面積'!$W$36)","v":""},null,null,"","","","","",null,"","","","","","","","","","",{"$f":"IF(N27=\"\",\"\",'3_床面積'!$V$35)","v":""},"","",{"$f":"IF(N27=\"\",\"\",'3_床面積'!$W$35)","v":""},"","",null,null,"","","","","","","","","","","","","","","",{"$f":"IF(ISERROR(BF27),\"\",IF(BF27=\"\",\"\",BF27*'2_メイン'!$AG$19/1000))","v":""},"","",null,{"$f":"IF(ISERROR(Z27),\"\",IF(Z27=\"\",\"\",Z27*'2_メイン'!$AG$19/1000))","v":""},"","","","",""]
[null,13,null,null,null,null,null,null,null,"",null,"",null,null,null,null,null,null,{"$f":"IF(N28=\"\",\"\",'3_床面積'!$V$36)","v":""},{"$f":"IF(N28=\"\",\"\",'3_床面積'!$W$36)","v":""},null,null,"","","","","",null,"","","","","","","","","","",{"$f":"IF(N28=\"\",\"\",'3_床面積'!$V$35)","v":""},"","",{"$f":"IF(N28=\"\",\"\",'3_床面積'!$W$35)","v":""},"","",null,null,"","","","","","","","","","","","","","","",{"$f":"IF(ISERROR(BF28),\"\",IF(BF28=\"\",\"\",BF28*'2_メイン'!$AG$19/1000))","v":""},"","",null,{"$f":"IF(ISERROR(Z28),\"\",IF(Z28=\"\",\"\",Z28*'2_メイン'!$AG$19/1000))","v":""},"","","","",""]
[null,14,null,null,null,null,null,null,null,"",null,"",null,null,null,null,null,null,{"$f":"IF(N29=\"\",\"\",'3_床面積'!$V$36)","v":""},{"$f":"IF(N29=\"\",\"\",'3_床面積'!$W$36)","v":""},null,null,"","","","","",null,"","","","","","","","","","",{"$f":"IF(N29=\"\",\"\",'3_床面積'!$V$35)","v":""},"","",{"$f":"IF(N29=\"\",\"\",'3_床面積'!$W$35)","v":""},"","",null,null,"","","","","","","","","","","","","","","",{"$f":"IF(ISERROR(BF29),\"\",IF(BF29=\"\",\"\",BF29*'2_メイン'!$AG$19/1000))","v":""},"","",null,{"$f":"IF(ISERROR(Z29),\"\",IF(Z29=\"\",\"\",Z29*'2_メイン'!$AG$19/1000))","v":""},"","","","",""]
[null,15,null,null,null,null,null,null,null,"",null,"",null,null,null,null,null,null,{"$f":"IF(N30=\"\",\"\",'3_床面積'!$V$36)","v":""},{"$f":"IF(N30=\"\",\"\",'3_床面積'!$W$36)","v":""},null,null,"","","","","",null,"","","","","","","","","","",{"$f":"IF(N30=\"\",\"\",'3_床面積'!$V$35)","v":""},"","",{"$f":"IF(N30=\"\",\"\",'3_床面積'!$W$35)","v":""},"","",null,null,"","","","","","","","","","","","","","","",{"$f":"IF(ISERROR(BF30),\"\",IF(BF30=\"\",\"\",BF30*'2_メイン'!$AG$19/1000))","v":""},"","",null,{"$f":"IF(ISERROR(Z30),\"\",IF(Z30=\"\",\"\",Z30*'2_メイン'!$AG$19/1000))","v":""},"","","","",""]
[null,16,null,null,null,null,null,null,null,"",null,"",null,null,null,null,null,null,{"$f":"IF(N31=\"\",\"\",'3_床面積'!$V$36)","v":""},{"$f":"IF(N31=\"\",\"\",'3_床面積'!$W$36)","v":""},null,null,"","","","","",null,"","","","","","","","","","",{"$f":"IF(N31=\"\",\"\",'3_床面積'!$V$35)","v":""},"","",{"$f":"IF(N31=\"\",\"\",'3_床面積'!$W$35)","v":""},"","",null,null,"","","","","","","","","","","","","","","",{"$f":"IF(ISERROR(BF31),\"\",IF(BF31=\"\",\"\",BF31*'2_メイン'!$AG$19/1000))","v":""},"","",null,{"$f":"IF(ISERROR(Z31),\"\",IF(Z31=\"\",\"\",Z31*'2_メイン'!$AG$19/1000))","v":""},"","","","",""]
[null,17,null,null,null,null,null,null,null,"",null,"",null,null,null,null,null,null,{"$f":"IF(N32=\"\",\"\",'3_床面積'!$V$36)","v":""},{"$f":"IF(N32=\"\",\"\",'3_床面積'!$W$36)","v":""},null,null,"","","","","",null,"","","","","","","","","","",{"$f":"IF(N32=\"\",\"\",'3_床面積'!$V$35)","v":""},"","",{"$f":"IF(N32=\"\",\"\",'3_床面積'!$W$35)","v":""},"","",null,null,"","","","","","","","","","","","","","","",{"$f":"IF(ISERROR(BF32),\"\",IF(BF32=\"\",\"\",BF32*'2_メイン'!$AG$19/1000))","v":""},"","",null,{"$f":"IF(ISERROR(Z32),\"\",IF(Z32=\"\",\"\",Z32*'2_メイン'!$AG$19/1000))","v":""},"","","","",""]
[null,18,null,null,null,null,null,null,null,"",null,"",null,null,null,null,null,null,{"$f":"IF(N33=\"\",\"\",'3_床面積'!$V$36)","v":""},{"$f":"IF(N33=\"\",\"\",'3_床面積'!$W$36)","v":""},null,null,"","","","","",null,"","","","","","","","","","",{"$f":"IF(N33=\"\",\"\",'3_床面積'!$V$35)","v":""},"","",{"$f":"IF(N33=\"\",\"\",'3_床面積'!$W$35)","v":""},"","",null,null,"","","","","","","","","","","","","","","",{"$f":"IF(ISERROR(BF33),\"\",IF(BF33=\"\",\"\",BF33*'2_メイン'!$AG$19/1000))","v":""},"","",null,{"$f":"IF(ISERROR(Z33),\"\",IF(Z33=\"\",\"\",Z33*'2_メイン'!$AG$19/1000))","v":""},"","","","",""]
[null,19,null,null,null,null,null,null,null,"",null,"",null,null,null,null,null,null,{"$f":"IF(N34=\"\",\"\",'3_床面積'!$V$36)","v":""},{"$f":"IF(N34=\"\",\"\",'3_床面積'!$W$36)","v":""},null,null,"","","","","",null,"","","","","","","","","","",{"$f":"IF(N34=\"\",\"\",'3_床面積'!$V$35)","v":""},"","",{"$f":"IF(N34=\"\",\"\",'3_床面積'!$W$35)","v":""},"","",null,null,"","","","","","","","","","","","","","","",{"$f":"IF(ISERROR(BF34),\"\",IF(BF34=\"\",\"\",BF34*'2_メイン'!$AG$19/1000))","v":""},"","",null,{"$f":"IF(ISERROR(Z34),\"\",IF(Z34=\"\",\"\",Z34*'2_メイン'!$AG$19/1000))","v":""},"","","","",""]
[null,20,null,null,null,null,null,null,null,"",null,"",null,null,null,null,null,null,{"$f":"IF(N35=\"\",\"\",'3_床面積'!$V$36)","v":""},{"$f":"IF(N35=\"\",\"\",'3_床面積'!$W$36)","v":""},null,null,"","","","","",null,"","","","","","","","","","",{"$f":"IF(N35=\"\",\"\",'3_床面積'!$V$35)","v":""},"","",{"$f":"IF(N35=\"\",\"\",'3_床面積'!$W$35)","v":""},"","",null,null,"","","","","","","","","","","","","","","",{"$f":"IF(ISERROR(BF35),\"\",IF(BF35=\"\",\"\",BF35*'2_メイン'!$AG$19/1000))","v":""},"","",null,{"$f":"IF(ISERROR(Z35),\"\",IF(Z35=\"\",\"\",Z35*'2_メイン'!$AG$19/1000))","v":""},"","","","",""]
[null,21,null,null,null,null,null,null,null,"",null,"",null,null,null,null,null,null,{"$f":"IF(N36=\"\",\"\",'3_床面積'!$V$36)","v":""},{"$f":"IF(N36=\"\",\"\",'3_床面積'!$W$36)","v":""},null,null,"","","","","",null,"","","","","","","","","","",{"$f":"IF(N36=\"\",\"\",'3_床面積'!$V$35)","v":""},"","",{"$f":"IF(N36=\"\",\"\",'3_床面積'!$W$35)","v":""},"","",null,null,"","","","","","","","","","","","","","","",{"$f":"IF(ISERROR(BF36),\"\",IF(BF36=\"\",\"\",BF36*'2_メイン'!$AG$19/1000))","v":""},"","",null,{"$f":"IF(ISERROR(Z36),\"\",IF(Z36=\"\",\"\",Z36*'2_メイン'!$AG$19/1000))","v":""},"","","","",""]
[null,22,null,null,null,null,null,null,null,"",null,"",null,null,null,null,null,null,{"$f":"IF(N37=\"\",\"\",'3_床面積'!$V$36)","v":""},{"$f":"IF(N37=\"\",\"\",'3_床面積'!$W$36)","v":""},null,null,"","","","","",null,"","","","","","","","","","",{"$f":"IF(N37=\"\",\"\",'3_床面積'!$V$35)","v":""},"","",{"$f":"IF(N37=\"\",\"\",'3_床面積'!$W$35)","v":""},"","",null,null,"","","","","","","","","","","","","","","",{"$f":"IF(ISERROR(BF37),\"\",IF(BF37=\"\",\"\",BF37*'2_メイン'!$AG$19/1000))","v":""},"","",null,{"$f":"IF(ISERROR(Z37),\"\",IF(Z37=\"\",\"\",Z37*'2_メイン'!$AG$19/1000))","v":""},"","","","",""]
[null,23,null,null,null,null,null,null,null,"",null,"",null,null,null,null,null,null,{"$f":"IF(N38=\"\",\"\",'3_床面積'!$V$36)","v":""},{"$f":"IF(N38=\"\",\"\",'3_床面積'!$W$36)","v":""},null,null,"","","","","",null,"","","","","","","","","","",{"$f":"IF(N38=\"\",\"\",'3_床面積'!$V$35)","v":""},"","",{"$f":"IF(N38=\"\",\"\",'3_床面積'!$W$35)","v":""},"","",null,null,"","","","","","","","","","","","","","","",{"$f":"IF(ISERROR(BF38),\"\",IF(BF38=\"\",\"\",BF38*'2_メイン'!$AG$19/1000))","v":""},"","",null,{"$f":"IF(ISERROR(Z38),\"\",IF(Z38=\"\",\"\",Z38*'2_メイン'!$AG$19/1000))","v":""},"","","","",""]
[null,24,null,null,null,null,null,null,null,"",null,"",null,null,null,null,null,null,{"$f":"IF(N39=\"\",\"\",'3_床面積'!$V$36)","v":""},{"$f":"IF(N39=\"\",\"\",'3_床面積'!$W$36)","v":""},null,null,"","","","","",null,"","","","","","","","","","",{"$f":"IF(N39=\"\",\"\",'3_床面積'!$V$35)","v":""},"","",{"$f":"IF(N39=\"\",\"\",'3_床面積'!$W$35)","v":""},"","",null,null,"","","","","","","","","","","","","","","",{"$f":"IF(ISERROR(BF39),\"\",IF(BF39=\"\",\"\",BF39*'2_メイン'!$AG$19/1000))","v":""},"","",null,{"$f":"IF(ISERROR(Z39),\"\",IF(Z39=\"\",\"\",Z39*'2_メイン'!$AG$19/1000))","v":""},"","","","",""]
[null,25,null,null,null,null,null,null,null,"",null,"",null,null,null,null,null,null,{"$f":"IF(N40=\"\",\"\",'3_床面積'!$V$36)","v":""},{"$f":"IF(N40=\"\",\"\",'3_床面積'!$W$36)","v":""},null,null,"","","","","",null,"","","","","","","","","","",{"$f":"IF(N40=\"\",\"\",'3_床面積'!$V$35)","v":""},"","",{"$f":"IF(N40=\"\",\"\",'3_床面積'!$W$35)","v":""},"","",null,null,"","","","","","","","","","","","","","","",{"$f":"IF(ISERROR(BF40),\"\",IF(BF40=\"\",\"\",BF40*'2_メイン'!$AG$19/1000))","v":""},"","",null,{"$f":"IF(ISERROR(Z40),\"\",IF(Z40=\"\",\"\",Z40*'2_メイン'!$AG$19/1000))","v":""},"","","","",""]
[null,26,null,null,null,null,null,null,null,"",null,"",null,null,null,null,null,null,{"$f":"IF(N41=\"\",\"\",'3_床面積'!$V$36)","v":""},{"$f":"IF(N41=\"\",\"\",'3_床面積'!$W$36)","v":""},null,null,"","","","","",null,"","","","","","","","","","",{"$f":"IF(N41=\"\",\"\",'3_床面積'!$V$35)","v":""},"","",{"$f":"IF(N41=\"\",\"\",'3_床面積'!$W$35)","v":""},"","",null,null,"","","","","","","","","","","","","","","",{"$f":"IF(ISERROR(BF41),\"\",IF(BF41=\"\",\"\",BF41*'2_メイン'!$AG$19/1000))","v":""},"","",null,{"$f":"IF(ISERROR(Z41),\"\",IF(Z41=\"\",\"\",Z41*'2_メイン'!$AG$19/1000))","v":""},"","","","",""]
[null,27,null,null,null,null,null,null,null,"",null,"",null,null,null,null,null,null,{"$f":"IF(N42=\"\",\"\",'3_床面積'!$V$36)","v":""},{"$f":"IF(N42=\"\",\"\",'3_床面積'!$W$36)","v":""},null,null,"","","","","",null,"","","","","","","","","","",{"$f":"IF(N42=\"\",\"\",'3_床面積'!$V$35)","v":""},"","",{"$f":"IF(N42=\"\",\"\",'3_床面積'!$W$35)","v":""},"","",null,null,"","","","","","","","","","","","","","","",{"$f":"IF(ISERROR(BF42),\"\",IF(BF42=\"\",\"\",BF42*'2_メイン'!$AG$19/1000))","v":""},"","",null,{"$f":"IF(ISERROR(Z42),\"\",IF(Z42=\"\",\"\",Z42*'2_メイン'!$AG$19/1000))","v":""},"","","","",""]
[null,28,null,null,null,null,null,null,null,"",null,"",null,null,null,null,null,null,{"$f":"IF(N43=\"\",\"\",'3_床面積'!$V$36)","v":""},{"$f":"IF(N43=\"\",\"\",'3_床面積'!$W$36)","v":""},null,null,"","","","","",null,"","","","","","","","","","",{"$f":"IF(N43=\"\",\"\",'3_床面積'!$V$35)","v":""},"","",{"$f":"IF(N43=\"\",\"\",'3_床面積'!$W$35)","v":""},"","",null,null,"","","","","","","","","","","","","","","",{"$f":"IF(ISERROR(BF43),\"\",IF(BF43=\"\",\"\",BF43*'2_メイン'!$AG$19/1000))","v":""},"","",null,{"$f":"IF(ISERROR(Z43),\"\",IF(Z43=\"\",\"\",Z43*'2_メイン'!$AG$19/1000))","v":""},"","","","",""]
[null,29,null,null,null,null,null,null,null,"",null,"",null,null,null,null,null,null,{"$f":"IF(N44=\"\",\"\",'3_床面積'!$V$36)","v":""},{"$f":"IF(N44=\"\",\"\",'3_床面積'!$W$36)","v":""},null,null,"","","","","",null,"","","","","","","","","","",{"$f":"IF(N44=\"\",\"\",'3_床面積'!$V$35)","v":""},"","",{"$f":"IF(N44=\"\",\"\",'3_床面積'!$W$35)","v":""},"","",null,null,"","","","","","","","","","","","","","","",{"$f":"IF(ISERROR(BF44),\"\",IF(BF44=\"\",\"\",BF44*'2_メイン'!$AG$19/1000))","v":""},"","",null,{"$f":"IF(ISERROR(Z44),\"\",IF(Z44=\"\",\"\",Z44*'2_メイン'!$AG$19/1000))","v":""},"","","","",""]
[null,30,null,null,null,null,null,null,null,"",null,"",null,null,null,null,null,null,{"$f":"IF(N45=\"\",\"\",'3_床面積'!$V$36)","v":""},{"$f":"IF(N45=\"\",\"\",'3_床面積'!$W$36)","v":""},null,null,"","","","","",null,"","","","","","","","","","",{"$f":"IF(N45=\"\",\"\",'3_床面積'!$V$35)","v":""},"","",{"$f":"IF(N45=\"\",\"\",'3_床面積'!$W$35)","v":""},"","",null,null,"","","","","","","","","","","","","","","",{"$f":"IF(ISERROR(BF45),\"\",IF(BF45=\"\",\"\",BF45*'2_メイン'!$AG$19/1000))","v":""},"","",null,{"$f":"IF(ISERROR(Z45),\"\",IF(Z45=\"\",\"\",Z45*'2_メイン'!$AG$19/1000))","v":""},"","","","",""]
[null,31,null,null,null,null,null,null,null,"",null,"",null,null,null,null,null,null,{"$f":"IF(N46=\"\",\"\",'3_床面積'!$V$36)","v":""},{"$f":"IF(N46=\"\",\"\",'3_床面積'!$W$36)","v":""},null,null,"","","","","",null,"","","","","","","","","","",{"$f":"IF(N46=\"\",\"\",'3_床面積'!$V$35)","v":""},"","",{"$f":"IF(N46=\"\",\"\",'3_床面積'!$W$35)","v":""},"","",null,null,"","","","","","","","","","","","","","","",{"$f":"IF(ISERROR(BF46),\"\",IF(BF46=\"\",\"\",BF46*'2_メイン'!$AG$19/1000))","v":""},"","",null,{"$f":"IF(ISERROR(Z46),\"\",IF(Z46=\"\",\"\",Z46*'2_メイン'!$AG$19/1000))","v":""},"","","","",""]
[null,32,null,null,null,null,null,null,null,"",null,"",null,null,null,null,null,null,{"$f":"IF(N47=\"\",\"\",'3_床面積'!$V$36)","v":""},{"$f":"IF(N47=\"\",\"\",'3_床面積'!$W$36)","v":""},null,null,"","","","","",null,"","","","","","","","","","",{"$f":"IF(N47=\"\",\"\",'3_床面積'!$V$35)","v":""},"","",{"$f":"IF(N47=\"\",\"\",'3_床面積'!$W$35)","v":""},"","",null,null,"","","","","","","","","","","","","","","",{"$f":"IF(ISERROR(BF47),\"\",IF(BF47=\"\",\"\",BF47*'2_メイン'!$AG$19/1000))","v":""},"","",null,{"$f":"IF(ISERROR(Z47),\"\",IF(Z47=\"\",\"\",Z47*'2_メイン'!$AG$19/1000))","v":""},"","","","",""]
[null,33,null,null,null,null,null,null,null,"",null,"",null,null,null,null,null,null,{"$f":"IF(N48=\"\",\"\",'3_床面積'!$V$36)","v":""},{"$f":"IF(N48=\"\",\"\",'3_床面積'!$W$36)","v":""},null,null,{"$f":"IF(O48=\"\",\"\",IF(O48=$AQ$4,Z48/3.6/($AU$4*$AQ$6/3.6),IF(O48=$AR$4,Z48/$AU$4/$AR$6,IF(O48=$AS$4,Z48/$AU$4/$AS$6))))","v":""},"","",{"$f":"IF(N48=\"\",\"\",0.33*H48*N48*(1-AL48)*($AL$10*AO48+$AM$10*AR48)*3.6/1000)","v":""},{"$f":"IF(N48=\"\",\"\",0.33*H48*N48*AL48*($AL$10*AO48+$AM$10*AR48)*3.6/1000)","v":""},null,"","","","","","","","",{"$f":"IF(N48=\"\",\"\",SUMIF(P48:R48,\"○\",$AW$5:$AY$5))","v":""},{"$f":"IF(N48=\"\",\"\",AK48*INDEX($CD$3:$CJ$7,MATCH(AJ48,$CC$3:$CC$7,0),MATCH(AI48,$CD$2:$CJ$2,0))/$AK$9)","v":""},{"$f":"IF(N48=\"\",\"\",'3_床面積'!$V$35)","v":""},"","",{"$f":"IF(N48=\"\",\"\",'3_床面積'!$W$35)","v":""},"","",null,null,"",{"$f":"IF(N48=\"\",\"\",($AW$5-$AX$5)*INDEX($CD$3:$CJ$7,MATCH(AJ48,$CC$3:$CC$7,0),MATCH(AI48,$CD$2:$CJ$2,0))/$AK$9)","v":""},{"$f":"IF(N48=\"\",\"\",0.33*H48*N48*AV48*($AL$10*AO48+$AM$10*AR48)*3.6/1000)","v":""},"","","",{"$f":"IF(N48=\"\",\"\",0.33*H48*N48*IF(N48=\"\",\"\",(1-$AX$5)*INDEX($CD$3:$CJ$7,MATCH(AJ48,$CC$3:$CC$7,0),MATCH(AI48,$CD$2:$CJ$2,0))/$AK$9)*($AL$10*AO48+$AM$10*AR48)*3.6/1000)","v":""},"","","","",{"$f":"IF(N48=\"\",\"\",0.33*H48*N48*IF(N48=\"\",\"\",(1-$AW$5)*INDEX($CD$3:$CJ$7,MATCH(AJ48,$CC$3:$CC$7,0),MATCH(AI48,$CD$2:$CJ$2,0))/$AK$9)*($AL$10*AO48+$AM$10*AR48)*3.6/1000)","v":""},"","","",{"$f":"IF(ISERROR(BF48),\"\",IF(BF48=\"\",\"\",BF48*'2_メイン'!$AG$19/1000))","v":""},"",{"$f":"IF(BP48=\"\",\"\",BP48*HLOOKUP(O48,$AQ$4:$AS$6,3,FALSE))","v":""},null,{"$f":"IF(ISERROR(Z48),\"\",IF(Z48=\"\",\"\",Z48*'2_メイン'!$AG$19/1000))","v":""},"",{"$f":"IF(O48=\"\",\"\",IF(O48=$AQ$4,BO48/3.6/($AU$4*$AQ$6/3.6),IF(O48=$AR$4,BO48/$AU$4/$AR$6,IF(O48=$AS$4,BO48/$AU$4/$AS$6))))","v":""},"","",{"$f":"IF(BP48=\"\",\"\",BP48*HLOOKUP(O48,$AQ$4:$AS$6,2,FALSE)/1000)","v":""}]
[null,34,null,null,null,null,null,null,null,"",null,"",null,null,null,null,null,null,{"$f":"IF(N49=\"\",\"\",'3_床面積'!$V$36)","v":""},{"$f":"IF(N49=\"\",\"\",'3_床面積'!$W$36)","v":""},null,null,"","","","","",null,"","","","","","","","","","",{"$f":"IF(N49=\"\",\"\",'3_床面積'!$V$35)","v":""},"","",{"$f":"IF(N49=\"\",\"\",'3_床面積'!$W$35)","v":""},"","",null,null,"","","","","","","","","","","","","","","",{"$f":"IF(ISERROR(BF49),\"\",IF(BF49=\"\",\"\",BF49*'2_メイン'!$AG$19/1000))","v":""},"","",null,{"$f":"IF(ISERROR(Z49),\"\",IF(Z49=\"\",\"\",Z49*'2_メイン'!$AG$19/1000))","v":""},"","","","",""]
[null,35,null,null,null,null,null,null,null,"",null,"",null,null,null,null,null,null,{"$f":"IF(N50=\"\",\"\",'3_床面積'!$V$36)","v":""},{"$f":"IF(N50=\"\",\"\",'3_床面積'!$W$36)","v":""},null,null,"","","","","",null,"","","","","","","","","","",{"$f":"IF(N50=\"\",\"\",'3_床面積'!$V$35)","v":""},"","",{"$f":"IF(N50=\"\",\"\",'3_床面積'!$W$35)","v":""},"","",null,null,"","","","","","","","","","","","","","","",{"$f":"IF(ISERROR(BF50),\"\",IF(BF50=\"\",\"\",BF50*'2_メイン'!$AG$19/1000))","v":""},"","",null,{"$f":"IF(ISERROR(Z50),\"\",IF(Z50=\"\",\"\",Z50*'2_メイン'!$AG$19/1000))","v":""},"","","","",""]
[null,36,null,null,null,null,null,null,null,"",null,"",null,null,null,null,null,null,{"$f":"IF(N51=\"\",\"\",'3_床面積'!$V$36)","v":""},{"$f":"IF(N51=\"\",\"\",'3_床面積'!$W$36)","v":""},null,null,"","","","","",null,"","","","",{"$f":"IF(N51=\"\",\"\",IF(K51=\"\",$AP$10,K51/H51))","v":""},{"$f":"IF(N51=\"\",\"\",IF(M51=\"\",$AP$9,M51))","v":""},{"$f":"IF(N51=\"\",\"\",IF(AG51>=1.2,1.2,IF(AND(AG51>=1,AG51<1.2),1,IF(AND(AG51>=0.9,AG51<1),0.9,IF(AND(AG51>=0.8,AG51<0.9),0.8,IF(AND(AG51>=0.7,AG51<0.8),0.7,IF(AND(AG51>=0.6,AG51<0.7),0.6,0.5)))))))","v":""},{"$f":"IF(N51=\"\",\"\",IF(AH51>=90,0.9,IF(AND(AH51>=80,AH51<90),0.8,IF(AND(AH51>=70,AH51<80),0.7,IF(AND(AH51>=60,AH51<70),0.6,0.5)))))","v":""},"","",{"$f":"IF(N51=\"\",\"\",'3_床面積'!$V$35)","v":""},{"$f":"IF(U51=\"\",\"\",AM51*U51/S51)","v":""},{"$f":"IF(AN51=\"\",AM51,AN51)","v":""},{"$f":"IF(N51=\"\",\"\",'3_床面積'!$W$35)","v":""},{"$f":"IF(V51=\"\",\"\",AP51*V51/T51)","v":""},{"$f":"IF(AQ51=\"\",AP51,AQ51)","v":""},null,null,{"$f":"IF(AND(C51=\"\",D51=\"○\"),\"○\",\"\")","v":""},"","","","","","","","","","","","","","",{"$f":"IF(ISERROR(BF51),\"\",IF(BF51=\"\",\"\",BF51*'2_メイン'!$AG$19/1000))","v":""},"","",null,{"$f":"IF(ISERROR(Z51),\"\",IF(Z51=\"\",\"\",Z51*'2_メイン'!$AG$19/1000))","v":""},"","","","",""]
[null,37,null,null,null,null,null,null,null,"",null,"",null,null,null,null,null,null,{"$f":"IF(N52=\"\",\"\",'3_床面積'!$V$36)","v":""},{"$f":"IF(N52=\"\",\"\",'3_床面積'!$W$36)","v":""},null,null,"","","","","",null,"","","","","","","","","","",{"$f":"IF(N52=\"\",\"\",'3_床面積'!$V$35)","v":""},"","",{"$f":"IF(N52=\"\",\"\",'3_床面積'!$W$35)","v":""},"","",null,null,"","","","","","","","","","","","","","","",{"$f":"IF(ISERROR(BF52),\"\",IF(BF52=\"\",\"\",BF52*'2_メイン'!$AG$19/1000))","v":""},"","",null,{"$f":"IF(ISERROR(Z52),\"\",IF(Z52=\"\",\"\",Z52*'2_メイン'!$AG$19/1000))","v":""},"","","","",""]
[null,38,null,null,null,null,null,null,null,"",null,"",null,null,null,null,null,null,{"$f":"IF(N53=\"\",\"\",'3_床面積'!$V$36)","v":""},{"$f":"IF(N53=\"\",\"\",'3_床面積'!$W$36)","v":""},null,null,"","","","","",null,"","","","","","","","","","",{"$f":"IF(N53=\"\",\"\",'3_床面積'!$V$35)","v":""},"","",{"$f":"IF(N53=\"\",\"\",'3_床面積'!$W$35)","v":""},"","",null,null,"","","","","","","","","","","","","","","",{"$f":"IF(ISERROR(BF53),\"\",IF(BF53=\"\",\"\",BF53*'2_メイン'!$AG$19/1000))","v":""},"","",null,{"$f":"IF(ISERROR(Z53),\"\",IF(Z53=\"\",\"\",Z53*'2_メイン'!$AG$19/1000))","v":""},"","","","",""]
[null,39,null,null,null,null,null,null,null,"",null,"",null,null,null,null,null,null,{"$f":"IF(N54=\"\",\"\",'3_床面積'!$V$36)","v":""},{"$f":"IF(N54=\"\",\"\",'3_床面積'!$W$36)","v":""},null,null,"","","","","",null,"","","","","","","","","","",{"$f":"IF(N54=\"\",\"\",'3_床面積'!$V$35)","v":""},"","",{"$f":"IF(N54=\"\",\"\",'3_床面積'!$W$35)","v":""},"","",null,null,"","","","","","","","","","","","","","","",{"$f":"IF(ISERROR(BF54),\"\",IF(BF54=\"\",\"\",BF54*'2_メイン'!$AG$19/1000))","v":""},"","",null,{"$f":"IF(ISERROR(Z54),\"\",IF(Z54=\"\",\"\",Z54*'2_メイン'!$AG$19/1000))","v":""},"","","","",""]
[null,40,null,null,null,null,null,null,null,"",null,"",null,null,null,null,null,null,{"$f":"IF(N55=\"\",\"\",'3_床面積'!$V$36)","v":""},{"$f":"IF(N55=\"\",\"\",'3_床面積'!$W$36)","v":""},null,null,"","","","","",null,"","","","","","","","","","",{"$f":"IF(N55=\"\",\"\",'3_床面積'!$V$35)","v":""},"","",{"$f":"IF(N55=\"\",\"\",'3_床面積'!$W$35)","v":""},"","",null,null,"","","","","","","","","","","","","","","",{"$f":"IF(ISERROR(BF55),\"\",IF(BF55=\"\",\"\",BF55*'2_メイン'!$AG$19/1000))","v":""},"","",null,{"$f":"IF(ISERROR(Z55),\"\",IF(Z55=\"\",\"\",Z55*'2_メイン'!$AG$19/1000))","v":""},"","","","",""]
[null,41,null,null,null,null,null,null,null,"",null,"",null,null,null,null,null,null,{"$f":"IF(N56=\"\",\"\",'3_床面積'!$V$36)","v":""},{"$f":"IF(N56=\"\",\"\",'3_床面積'!$W$36)","v":""},null,null,"","","","","",null,"","","","","","","","","","",{"$f":"IF(N56=\"\",\"\",'3_床面積'!$V$35)","v":""},"","",{"$f":"IF(N56=\"\",\"\",'3_床面積'!$W$35)","v":""},"","",null,null,"","","","","","","","","","","","","","","",{"$f":"IF(ISERROR(BF56),\"\",IF(BF56=\"\",\"\",BF56*'2_メイン'!$AG$19/1000))","v":""},"","",null,{"$f":"IF(ISERROR(Z56),\"\",IF(Z56=\"\",\"\",Z56*'2_メイン'!$AG$19/1000))","v":""},"","","","",""]
[null,42,null,null,null,null,null,null,null,"",null,"",null,null,null,null,null,null,{"$f":"IF(N57=\"\",\"\",'3_床面積'!$V$36)","v":""},{"$f":"IF(N57=\"\",\"\",'3_床面積'!$W$36)","v":""},null,null,"","","","","",null,"","","","","","","","","","",{"$f":"IF(N57=\"\",\"\",'3_床面積'!$V$35)","v":""},"","",{"$f":"IF(N57=\"\",\"\",'3_床面積'!$W$35)","v":""},"","",null,null,"","","","","","","","","","","","","","","",{"$f":"IF(ISERROR(BF57),\"\",IF(BF57=\"\",\"\",BF57*'2_メイン'!$AG$19/1000))","v":""},"","",null,{"$f":"IF(ISERROR(Z57),\"\",IF(Z57=\"\",\"\",Z57*'2_メイン'!$AG$19/1000))","v":""},"","","","",""]
[null,43,null,null,null,null,null,null,null,"",null,"",null,null,null,null,null,null,{"$f":"IF(N58=\"\",\"\",'3_床面積'!$V$36)","v":""},{"$f":"IF(N58=\"\",\"\",'3_床面積'!$W$36)","v":""},null,null,"","","","","",null,"","","","","","","","","","",{"$f":"IF(N58=\"\",\"\",'3_床面積'!$V$35)","v":""},"","",{"$f":"IF(N58=\"\",\"\",'3_床面積'!$W$35)","v":""},"","",null,null,"","","","","","","","","","","","","","","",{"$f":"IF(ISERROR(BF58),\"\",IF(BF58=\"\",\"\",BF58*'2_メイン'!$AG$19/1000))","v":""},"","",null,{"$f":"IF(ISERROR(Z58),\"\",IF(Z58=\"\",\"\",Z58*'2_メイン'!$AG$19/1000))","v":""},"","","","",""]
[null,44,null,null,null,null,null,null,null,"",null,"",null,null,null,null,null,null,{"$f":"IF(N59=\"\",\"\",'3_床面積'!$V$36)","v":""},{"$f":"IF(N59=\"\",\"\",'3_床面積'!$W$36)","v":""},null,null,"","","","","",null,"","","","","","","","","","",{"$f":"IF(N59=\"\",\"\",'3_床面積'!$V$35)","v":""},"","",{"$f":"IF(N59=\"\",\"\",'3_床面積'!$W$35)","v":""},"","",null,null,"","","","","","","","","","","","","","","",{"$f":"IF(ISERROR(BF59),\"\",IF(BF59=\"\",\"\",BF59*'2_メイン'!$AG$19/1000))","v":""},"","",null,{"$f":"IF(ISERROR(Z59),\"\",IF(Z59=\"\",\"\",Z59*'2_メイン'!$AG$19/1000))","v":""},"","","","",""]
[null,45,null,null,null,null,null,null,null,"",null,"",null,null,null,null,null,null,{"$f":"IF(N60=\"\",\"\",'3_床面積'!$V$36)","v":""},{"$f":"IF(N60=\"\",\"\",'3_床面積'!$W$36)","v":""},null,null,"","","","","",null,"","","","","","","","","","",{"$f":"IF(N60=\"\",\"\",'3_床面積'!$V$35)","v":""},"","",{"$f":"IF(N60=\"\",\"\",'3_床面積'!$W$35)","v":""},"","",null,null,"","","","","","","","","","","","","","","",{"$f":"IF(ISERROR(BF60),\"\",IF(BF60=\"\",\"\",BF60*'2_メイン'!$AG$19/1000))","v":""},"","",null,{"$f":"IF(ISERROR(Z60),\"\",IF(Z60=\"\",\"\",Z60*'2_メイン'!$AG$19/1000))","v":""},"","","","",""]
[null,46,null,null,null,null,null,null,null,"",null,"",null,null,null,null,null,null,{"$f":"IF(N61=\"\",\"\",'3_床面積'!$V$36)","v":""},{"$f":"IF(N61=\"\",\"\",'3_床面積'!$W$36)","v":""},null,null,"","","","","",null,"","","","","","","","","","",{"$f":"IF(N61=\"\",\"\",'3_床面積'!$V$35)","v":""},"","",{"$f":"IF(N61=\"\",\"\",'3_床面積'!$W$35)","v":""},"","",null,null,"","","","","","","","","","","","","","","",{"$f":"IF(ISERROR(BF61),\"\",IF(BF61=\"\",\"\",BF61*'2_メイン'!$AG$19/1000))","v":""},"","",null,{"$f":"IF(ISERROR(Z61),\"\",IF(Z61=\"\",\"\",Z61*'2_メイン'!$AG$19/1000))","v":""},"","","","",""]
[null,47,null,null,null,null,null,null,null,"",null,"",null,null,null,null,null,null,{"$f":"IF(N62=\"\",\"\",'3_床面積'!$V$36)","v":""},{"$f":"IF(N62=\"\",\"\",'3_床面積'!$W$36)","v":""},null,null,"","","","","",null,"","","","","","","","","","",{"$f":"IF(N62=\"\",\"\",'3_床面積'!$V$35)","v":""},"","",{"$f":"IF(N62=\"\",\"\",'3_床面積'!$W$35)","v":""},"","",null,null,"","","","","","","","","","","","","","","",{"$f":"IF(ISERROR(BF62),\"\",IF(BF62=\"\",\"\",BF62*'2_メイン'!$AG$19/1000))","v":""},"","",null,{"$f":"IF(ISERROR(Z62),\"\",IF(Z62=\"\",\"\",Z62*'2_メイン'!$AG$19/1000))","v":""},"","","","",""]
[null,48,null,null,null,null,null,null,null,"",null,"",null,null,null,null,null,null,{"$f":"IF(N63=\"\",\"\",'3_床面積'!$V$36)","v":""},{"$f":"IF(N63=\"\",\"\",'3_床面積'!$W$36)","v":""},null,null,"","","","","",null,"","","","","","","","","","",{"$f":"IF(N63=\"\",\"\",'3_床面積'!$V$35)","v":""},"","",{"$f":"IF(N63=\"\",\"\",'3_床面積'!$W$35)","v":""},"","",null,null,"","","","","","","","","","","","","","","",{"$f":"IF(ISERROR(BF63),\"\",IF(BF63=\"\",\"\",BF63*'2_メイン'!$AG$19/1000))","v":""},"","",null,{"$f":"IF(ISERROR(Z63),\"\",IF(Z63=\"\",\"\",Z63*'2_メイン'!$AG$19/1000))","v":""},"","","","",""]
[null,49,null,null,null,null,null,null,null,"",null,"",null,null,null,null,null,null,{"$f":"IF(N64=\"\",\"\",'3_床面積'!$V$36)","v":""},{"$f":"IF(N64=\"\",\"\",'3_床面積'!$W$36)","v":""},null,null,"","","","","",null,"","","","","","","","","","",{"$f":"IF(N64=\"\",\"\",'3_床面積'!$V$35)","v":""},"","",{"$f":"IF(N64=\"\",\"\",'3_床面積'!$W$35)","v":""},"","",null,null,"","","","","","","","","","","","","","","",{"$f":"IF(ISERROR(BF64),\"\",IF(BF64=\"\",\"\",BF64*'2_メイン'!$AG$19/1000))","v":""},"","",null,{"$f":"IF(ISERROR(Z64),\"\",IF(Z64=\"\",\"\",Z64*'2_メイン'!$AG$19/1000))","v":""},"","","","",""]
[null,50,null,null,null,null,null,null,null,"",null,"",null,null,null,null,null,null,{"$f":"IF(N65=\"\",\"\",'3_床面積'!$V$36)","v":""},{"$f":"IF(N65=\"\",\"\",'3_床面積'!$W$36)","v":""},null,null,"","","","","",null,"","","","","","","","","","",{"$f":"IF(N65=\"\",\"\",'3_床面積'!$V$35)","v":""},"","",{"$f":"IF(N65=\"\",\"\",'3_床面積'!$W$35)","v":""},"","",null,null,"","","","","","","","","","","","","","","",{"$f":"IF(ISERROR(BF65),\"\",IF(BF65=\"\",\"\",BF65*'2_メイン'!$AG$19/1000))","v":""},"","",null,{"$f":"IF(ISERROR(Z65),\"\",IF(Z65=\"\",\"\",Z65*'2_メイン'!$AG$19/1000))","v":""},"","","","",""]
[null,51,null,null,null,null,null,null,null,"",null,"",null,null,null,null,null,null,{"$f":"IF(N66=\"\",\"\",'3_床面積'!$V$36)","v":""},{"$f":"IF(N66=\"\",\"\",'3_床面積'!$W$36)","v":""},null,null,"","","","","",null,"","","","","","","","","","",{"$f":"IF(N66=\"\",\"\",'3_床面積'!$V$35)","v":""},"","",{"$f":"IF(N66=\"\",\"\",'3_床面積'!$W$35)","v":""},"","",null,null,"","","","","","","","","","","","","","","",{"$f":"IF(ISERROR(BF66),\"\",IF(BF66=\"\",\"\",BF66*'2_メイン'!$AG$19/1000))","v":""},"","",null,{"$f":"IF(ISERROR(Z66),\"\",IF(Z66=\"\",\"\",Z66*'2_メイン'!$AG$19/1000))","v":""},"","","","",""]
[null,52,null,null,null,null,null,null,null,"",null,"",null,null,null,null,null,null,{"$f":"IF(N67=\"\",\"\",'3_床面積'!$V$36)","v":""},{"$f":"IF(N67=\"\",\"\",'3_床面積'!$W$36)","v":""},null,null,"","","","","",null,"","","","","","","","","","",{"$f":"IF(N67=\"\",\"\",'3_床面積'!$V$35)","v":""},"","",{"$f":"IF(N67=\"\",\"\",'3_床面積'!$W$35)","v":""},"","",null,null,"","","","","","","","","","","","","","","",{"$f":"IF(ISERROR(BF67),\"\",IF(BF67=\"\",\"\",BF67*'2_メイン'!$AG$19/1000))","v":""},"","",null,{"$f":"IF(ISERROR(Z67),\"\",IF(Z67=\"\",\"\",Z67*'2_メイン'!$AG$19/1000))","v":""},"","","","",""]
[null,53,null,null,null,null,null,null,null,"",null,"",null,null,null,null,null,null,{"$f":"IF(N68=\"\",\"\",'3_床面積'!$V$36)","v":""},{"$f":"IF(N68=\"\",\"\",'3_床面積'!$W$36)","v":""},null,null,"","","","","",null,"","","","","","","","","","",{"$f":"IF(N68=\"\",\"\",'3_床面積'!$V$35)","v":""},"","",{"$f":"IF(N68=\"\",\"\",'3_床面積'!$W$35)","v":""},"","",null,null,"","","","","","","","","","","","","","","",{"$f":"IF(ISERROR(BF68),\"\",IF(BF68=\"\",\"\",BF68*'2_メイン'!$AG$19/1000))","v":""},"","",null,{"$f":"IF(ISERROR(Z68),\"\",IF(Z68=\"\",\"\",Z68*'2_メイン'!$AG$19/1000))","v":""},"","","","",""]
[null,54,null,null,null,null,null,null,null,"",null,"",null,null,null,null,null,null,{"$f":"IF(N69=\"\",\"\",'3_床面積'!$V$36)","v":""},{"$f":"IF(N69=\"\",\"\",'3_床面積'!$W$36)","v":""},null,null,"","","","","",null,"","","","","","","","","","",{"$f":"IF(N69=\"\",\"\",'3_床面積'!$V$35)","v":""},"","",{"$f":"IF(N69=\"\",\"\",'3_床面積'!$W$35)","v":""},"","",null,null,"","","","","","","","","","","","","","","",{"$f":"IF(ISERROR(BF69),\"\",IF(BF69=\"\",\"\",BF69*'2_メイン'!$AG$19/1000))","v":""},"","",null,{"$f":"IF(ISERROR(Z69),\"\",IF(Z69=\"\",\"\",Z69*'2_メイン'!$AG$19/1000))","v":""},"","","","",""]
[null,55,null,null,null,null,null,null,null,"",null,"",null,null,null,null,null,null,{"$f":"IF(N70=\"\",\"\",'3_床面積'!$V$36)","v":""},{"$f":"IF(N70=\"\",\"\",'3_床面積'!$W$36)","v":""},null,null,"","","","","",null,"","","","","","","","","","",{"$f":"IF(N70=\"\",\"\",'3_床面積'!$V$35)","v":""},"","",{"$f":"IF(N70=\"\",\"\",'3_床面積'!$W$35)","v":""},"","",null,null,"","","","","","","","","","","","","","","",{"$f":"IF(ISERROR(BF70),\"\",IF(BF70=\"\",\"\",BF70*'2_メイン'!$AG$19/1000))","v":""},"","",null,{"$f":"IF(ISERROR(Z70),\"\",IF(Z70=\"\",\"\",Z70*'2_メイン'!$AG$19/1000))","v":""},"","","","",""]
[null,56,null,null,null,null,null,null,null,"",null,"",null,null,null,null,null,null,{"$f":"IF(N71=\"\",\"\",'3_床面積'!$V$36)","v":""},{"$f":"IF(N71=\"\",\"\",'3_床面積'!$W$36)","v":""},null,null,"","","","","",null,"","","","","","","","","","",{"$f":"IF(N71=\"\",\"\",'3_床面積'!$V$35)","v":""},"","",{"$f":"IF(N71=\"\",\"\",'3_床面積'!$W$35)","v":""},"","",null,null,"","","","","","","","","","","","","","","",{"$f":"IF(ISERROR(BF71),\"\",IF(BF71=\"\",\"\",BF71*'2_メイン'!$AG$19/1000))","v":""},"","",null,{"$f":"IF(ISERROR(Z71),\"\",IF(Z71=\"\",\"\",Z71*'2_メイン'!$AG$19/1000))","v":""},"","","","",""]
[null,57,null,null,null,null,null,null,null,"",null,"",null,null,null,null,null,null,{"$f":"IF(N72=\"\",\"\",'3_床面積'!$V$36)","v":""},{"$f":"IF(N72=\"\",\"\",'3_床面積'!$W$36)","v":""},null,null,"","","","","",null,"","","","","","","","","","",{"$f":"IF(N72=\"\",\"\",'3_床面積'!$V$35)","v":""},"","",{"$f":"IF(N72=\"\",\"\",'3_床面積'!$W$35)","v":""},"","",null,null,"","","","","","","","","","","","","","","",{"$f":"IF(ISERROR(BF72),\"\",IF(BF72=\"\",\"\",BF72*'2_メイン'!$AG$19/1000))","v":""},"","",null,{"$f":"IF(ISERROR(Z72),\"\",IF(Z72=\"\",\"\",Z72*'2_メイン'!$AG$19/1000))","v":""},"","","","",""]
[null,58,null,null,null,null,null,null,null,"",null,"",null,null,null,null,null,null,{"$f":"IF(N73=\"\",\"\",'3_床面積'!$V$36)","v":""},{"$f":"IF(N73=\"\",\"\",'3_床面積'!$W$36)","v":""},null,null,"","","","","",null,"","","","","","","","","","",{"$f":"IF(N73=\"\",\"\",'3_床面積'!$V$35)","v":""},"","",{"$f":"IF(N73=\"\",\"\",'3_床面積'!$W$35)","v":""},"","",null,null,"","","","","","","","","","","","","","","",{"$f":"IF(ISERROR(BF73),\"\",IF(BF73=\"\",\"\",BF73*'2_メイン'!$AG$19/1000))","v":""},"","",null,{"$f":"IF(ISERROR(Z73),\"\",IF(Z73=\"\",\"\",Z73*'2_メイン'!$AG$19/1000))","v":""},"","","","",""]
[null,59,null,null,null,null,null,null,null,"",null,"",null,null,null,null,null,null,{"$f":"IF(N74=\"\",\"\",'3_床面積'!$V$36)","v":""},{"$f":"IF(N74=\"\",\"\",'3_床面積'!$W$36)","v":""},null,null,"","","","","",null,"","","","","","","","","","",{"$f":"IF(N74=\"\",\"\",'3_床面積'!$V$35)","v":""},"","",{"$f":"IF(N74=\"\",\"\",'3_床面積'!$W$35)","v":""},"","",null,null,"","","","","","","","","","","","","","","",{"$f":"IF(ISERROR(BF74),\"\",IF(BF74=\"\",\"\",BF74*'2_メイン'!$AG$19/1000))","v":""},"","",null,{"$f":"IF(ISERROR(Z74),\"\",IF(Z74=\"\",\"\",Z74*'2_メイン'!$AG$19/1000))","v":""},"","","","",""]
[null,60,null,null,null,null,null,null,null,"",null,"",null,null,null,null,null,null,{"$f":"IF(N75=\"\",\"\",'3_床面積'!$V$36)","v":""},{"$f":"IF(N75=\"\",\"\",'3_床面積'!$W$36)","v":""},null,null,"","","","","",null,"","","","","","","","","","",{"$f":"IF(N75=\"\",\"\",'3_床面積'!$V$35)","v":""},"","",{"$f":"IF(N75=\"\",\"\",'3_床面積'!$W$35)","v":""},"","",null,null,"","","","","","","","","","","","","","","",{"$f":"IF(ISERROR(BF75),\"\",IF(BF75=\"\",\"\",BF75*'2_メイン'!$AG$19/1000))","v":""},"","",null,{"$f":"IF(ISERROR(Z75),\"\",IF(Z75=\"\",\"\",Z75*'2_メイン'!$AG$19/1000))","v":""},"","","","",""]
[null,61,null,null,null,null,null,null,null,"",null,"",null,null,null,null,null,null,{"$f":"IF(N76=\"\",\"\",'3_床面積'!$V$36)","v":""},{"$f":"IF(N76=\"\",\"\",'3_床面積'!$W$36)","v":""},null,null,"","","","","",null,"","","","","","","","","","",{"$f":"IF(N76=\"\",\"\",'3_床面積'!$V$35)","v":""},"","",{"$f":"IF(N76=\"\",\"\",'3_床面積'!$W$35)","v":""},"","",null,null,"","","","","","","","","","","","","","","",{"$f":"IF(ISERROR(BF76),\"\",IF(BF76=\"\",\"\",BF76*'2_メイン'!$AG$19/1000))","v":""},"","",null,{"$f":"IF(ISERROR(Z76),\"\",IF(Z76=\"\",\"\",Z76*'2_メイン'!$AG$19/1000))","v":""},"","","","",""]
[null,62,null,null,null,null,null,null,null,"",null,"",null,null,null,null,null,null,{"$f":"IF(N77=\"\",\"\",'3_床面積'!$V$36)","v":""},{"$f":"IF(N77=\"\",\"\",'3_床面積'!$W$36)","v":""},null,null,"","","","","",null,"","","","","","","","","","",{"$f":"IF(N77=\"\",\"\",'3_床面積'!$V$35)","v":""},"","",{"$f":"IF(N77=\"\",\"\",'3_床面積'!$W$35)","v":""},"","",null,null,"","","","","","","","","","","","","","","",{"$f":"IF(ISERROR(BF77),\"\",IF(BF77=\"\",\"\",BF77*'2_メイン'!$AG$19/1000))","v":""},"","",null,{"$f":"IF(ISERROR(Z77),\"\",IF(Z77=\"\",\"\",Z77*'2_メイン'!$AG$19/1000))","v":""},"","","","",""]
[null,63,null,null,null,null,null,null,null,"",null,"",null,null,null,null,null,null,{"$f":"IF(N78=\"\",\"\",'3_床面積'!$V$36)","v":""},{"$f":"IF(N78=\"\",\"\",'3_床面積'!$W$36)","v":""},null,null,"","","","","",null,"","","","","","","","","","",{"$f":"IF(N78=\"\",\"\",'3_床面積'!$V$35)","v":""},"","",{"$f":"IF(N78=\"\",\"\",'3_床面積'!$W$35)","v":""},"","",null,null,"","","","","","","","","","","","","","","",{"$f":"IF(ISERROR(BF78),\"\",IF(BF78=\"\",\"\",BF78*'2_メイン'!$AG$19/1000))","v":""},"","",null,{"$f":"IF(ISERROR(Z78),\"\",IF(Z78=\"\",\"\",Z78*'2_メイン'!$AG$19/1000))","v":""},"","","","",""]
[null,64,null,null,null,null,null,null,null,"",null,"",null,null,null,null,null,null,{"$f":"IF(N79=\"\",\"\",'3_床面積'!$V$36)","v":""},{"$f":"IF(N79=\"\",\"\",'3_床面積'!$W$36)","v":""},null,null,"","","","","",null,"","","","","","","","","","",{"$f":"IF(N79=\"\",\"\",'3_床面積'!$V$35)","v":""},"","",{"$f":"IF(N79=\"\",\"\",'3_床面積'!$W$35)","v":""},"","",null,null,"","","","","","","","","","","","","","","",{"$f":"IF(ISERROR(BF79),\"\",IF(BF79=\"\",\"\",BF79*'2_メイン'!$AG$19/1000))","v":""},"","",null,{"$f":"IF(ISERROR(Z79),\"\",IF(Z79=\"\",\"\",Z79*'2_メイン'!$AG$19/1000))","v":""},"","","","",""]
[null,65,null,null,null,null,null,null,null,"",null,"",null,null,null,null,null,null,{"$f":"IF(N80=\"\",\"\",'3_床面積'!$V$36)","v":""},{"$f":"IF(N80=\"\",\"\",'3_床面積'!$W$36)","v":""},null,null,{"$f":"IF(O80=\"\",\"\",IF(O80=$AQ$4,Z80/3.6/($AU$4*$AQ$6/3.6),IF(O80=$AR$4,Z80/$AU$4/$AR$6,IF(O80=$AS$4,Z80/$AU$4/$AS$6))))","v":""},"","",{"$f":"IF(N80=\"\",\"\",0.33*H80*N80*(1-AL80)*($AL$10*AO80+$AM$10*AR80)*3.6/1000)","v":""},{"$f":"IF(N80=\"\",\"\",0.33*H80*N80*AL80*($AL$10*AO80+$AM$10*AR80)*3.6/1000)","v":""},null,"","","","","","","","",{"$f":"IF(N80=\"\",\"\",SUMIF(P80:R80,\"○\",$AW$5:$AY$5))","v":""},{"$f":"IF(N80=\"\",\"\",AK80*INDEX($CD$3:$CJ$7,MATCH(AJ80,$CC$3:$CC$7,0),MATCH(AI80,$CD$2:$CJ$2,0))/$AK$9)","v":""},{"$f":"IF(N80=\"\",\"\",'3_床面積'!$V$35)","v":""},"","",{"$f":"IF(N80=\"\",\"\",'3_床面積'!$W$35)","v":""},"","",null,null,"",{"$f":"IF(N80=\"\",\"\",($AW$5-$AX$5)*INDEX($CD$3:$CJ$7,MATCH(AJ80,$CC$3:$CC$7,0),MATCH(AI80,$CD$2:$CJ$2,0))/$AK$9)","v":""},{"$f":"IF(N80=\"\",\"\",0.33*H80*N80*AV80*($AL$10*AO80+$AM$10*AR80)*3.6/1000)","v":""},"","","",{"$f":"IF(N80=\"\",\"\",0.33*H80*N80*IF(N80=\"\",\"\",(1-$AX$5)*INDEX($CD$3:$CJ$7,MATCH(AJ80,$CC$3:$CC$7,0),MATCH(AI80,$CD$2:$CJ$2,0))/$AK$9)*($AL$10*AO80+$AM$10*AR80)*3.6/1000)","v":""},"","","","",{"$f":"IF(N80=\"\",\"\",0.33*H80*N80*IF(N80=\"\",\"\",(1-$AW$5)*INDEX($CD$3:$CJ$7,MATCH(AJ80,$CC$3:$CC$7,0),MATCH(AI80,$CD$2:$CJ$2,0))/$AK$9)*($AL$10*AO80+$AM$10*AR80)*3.6/1000)","v":""},"","","",{"$f":"IF(ISERROR(BF80),\"\",IF(BF80=\"\",\"\",BF80*'2_メイン'!$AG$19/1000))","v":""},"",{"$f":"IF(BP80=\"\",\"\",BP80*HLOOKUP(O80,$AQ$4:$AS$6,3,FALSE))","v":""},null,{"$f":"IF(ISERROR(Z80),\"\",IF(Z80=\"\",\"\",Z80*'2_メイン'!$AG$19/1000))","v":""},"",{"$f":"IF(O80=\"\",\"\",IF(O80=$AQ$4,BO80/3.6/($AU$4*$AQ$6/3.6),IF(O80=$AR$4,BO80/$AU$4/$AR$6,IF(O80=$AS$4,BO80/$AU$4/$AS$6))))","v":""},"","",{"$f":"IF(BP80=\"\",\"\",BP80*HLOOKUP(O80,$AQ$4:$AS$6,2,FALSE)/1000)","v":""}]
[null,66,null,null,null,null,null,null,null,{"$f":"IF(H81=\"\",\"\",H81*$AP$10)","v":""},null,{"$f":"IF(H81=\"\",\"\",$AP$9)","v":""},null,null,null,null,null,null,{"$f":"IF(N81=\"\",\"\",'3_床面積'!$V$36)","v":""},{"$f":"IF(N81=\"\",\"\",'3_床面積'!$W$36)","v":""},null,null,"",{"$f":"IF(O81=\"\",\"\",IF(O81=\"電気\",\"kWh/年\",IF(O81=\"都市ガス\",\"Nm3/年\",\"kg/年\")))","v":""},{"$f":"IF(W81=\"\",\"\",W81*HLOOKUP(O81,$AQ$4:$AS$6,2,FALSE)/1000)","v":""},"","",null,{"$f":"IF(W81=\"\",\"\",IF(C81=$AH$2,1,)*W81)","v":""},{"$f":"IF(O81=\"\",\"\",IF(O81=$AQ$4,AA81/3.6/($AU$4*$AQ$6/3.6),IF(O81=$AR$4,AA81/$AU$4/$AR$6,IF(O81=$AS$4,AA81/$AU$4/$AS$6))))","v":""},{"$f":"IF(O81=\"\",\"\",IF(O81=\"電気\",\"kWh/年\",IF(O81=\"都市ガス\",\"Nm3/年\",\"kg/年\")))","v":""},{"$f":"IF(AD81=\"\",\"\",AD81*HLOOKUP(O81,$AQ$4:$AS$6,2,FALSE)/1000)","v":""},"","","","","","",{"$f":"IF(N81=\"\",\"\",'3_床面積'!$V$35)","v":""},"","",{"$f":"IF(N81=\"\",\"\",'3_床面積'!$W$35)","v":""},"","",null,null,"","","",{"$f":"IF(O81=\"\",\"\",IF(O81=$AQ$4,AW81/3.6/($AU$4*$AQ$6/3.6),IF(O81=$AR$4,AW81/$AU$4/$AR$6,IF(O81=$AS$4,AW81/$AU$4/$AS$6))))","v":""},{"$f":"IF(O81=\"\",\"\",IF(O81=\"電気\",\"kWh/年\",IF(O81=\"都市ガス\",\"Nm3/年\",\"kg/年\")))","v":""},{"$f":"IF(AX81=\"\",\"\",AX81*HLOOKUP(O81,$AQ$4:$AS$6,2,FALSE)/1000)","v":""},"",{"$f":"IF(O81=\"\",\"\",IF(O81=$AQ$4,BA81/3.6/($AU$4*$AQ$6/3.6),IF(O81=$AR$4,BA81/$AU$4/$AR$6,IF(O81=$AS$4,BA81/$AU$4/$AS$6))))","v":""},{"$f":"IF(BB81=\"\",\"\",IF(D81=\"\",0,1)*BB81)","v":""},{"$f":"IF(O81=\"\",\"\",IF(O81=\"電気\",\"kWh/年\",IF(O81=\"都市ガス\",\"Nm3/年\",\"kg/年\")))","v":""},{"$f":"IF(BB81=\"\",\"\",BB81*HLOOKUP(O81,$AQ$4:$AS$6,2,FALSE)/1000)","v":""},"",{"$f":"IF(O81=\"\",\"\",IF(O81=$AQ$4,BF81/3.6/($AU$4*$AQ$6/3.6),IF(O81=$AR$4,BF81/$AU$4/$AR$6,IF(O81=$AS$4,BF81/$AU$4/$AS$6))))","v":""},{"$f":"IF(BG81=\"\",\"\",IF(D81=\"\",0,1)*BG81)","v":""},{"$f":"IF(O81=\"\",\"\",IF(O81=\"電気\",\"kWh/年\",IF(O81=\"都市ガス\",\"Nm3/年\",\"kg/年\")))","v":""},{"$f":"IF(ISERROR(BF81),\"\",IF(BF81=\"\",\"\",BF81*'2_メイン'!$AG$19/1000))","v":""},{"$f":"IF(W81=\"\",\"\",W81*HLOOKUP(O81,$AQ$4:$AS$6,3,FALSE))","v":""},"",null,{"$f":"IF(ISERROR(Z81),\"\",IF(Z81=\"\",\"\",Z81*'2_メイン'!$AG$19/1000))","v":""},{"$f":"IF(N81=\"\",\"\",0.33*H81*N81*($AL$10*AO81+$AM$10*AR81)*3.6/1000)","v":""},"",{"$f":"IF(BP81=\"\",\"\",IF(C81=\"\",0,1)*BP81)","v":""},{"$f":"IF(O81=\"\",\"\",IF(O81=\"電気\",\"kWh/年\",IF(O81=\"都市ガス\",\"Nm3/年\",\"kg/年\")))","v":""},""]
[null,67,null,null,null,null,null,null,null,{"$f":"IF(H82=\"\",\"\",H82*$AP$10)","v":""},null,{"$f":"IF(H82=\"\",\"\",$AP$9)","v":""},null,null,null,null,null,null,{"$f":"IF(N82=\"\",\"\",'3_床面積'!$V$36)","v":""},{"$f":"IF(N82=\"\",\"\",'3_床面積'!$W$36)","v":""},null,null,"",{"$f":"IF(O82=\"\",\"\",IF(O82=\"電気\",\"kWh/年\",IF(O82=\"都市ガス\",\"Nm3/年\",\"kg/年\")))","v":""},{"$f":"IF(W82=\"\",\"\",W82*HLOOKUP(O82,$AQ$4:$AS$6,2,FALSE)/1000)","v":""},"","",null,{"$f":"IF(W82=\"\",\"\",IF(C82=$AH$2,1,)*W82)","v":""},{"$f":"IF(O82=\"\",\"\",IF(O82=$AQ$4,AA82/3.6/($AU$4*$AQ$6/3.6),IF(O82=$AR$4,AA82/$AU$4/$AR$6,IF(O82=$AS$4,AA82/$AU$4/$AS$6))))","v":""},{"$f":"IF(O82=\"\",\"\",IF(O82=\"電気\",\"kWh/年\",IF(O82=\"都市ガス\",\"Nm3/年\",\"kg/年\")))","v":""},{"$f":"IF(AD82=\"\",\"\",AD82*HLOOKUP(O82,$AQ$4:$AS$6,2,FALSE)/1000)","v":""},"","","","","","",{"$f":"IF(N82=\"\",\"\",'3_床面積'!$V$35)","v":""},"","",{"$f":"IF(N82=\"\",\"\",'3_床面積'!$W$35)","v":""},"","",null,null,"","","",{"$f":"IF(O82=\"\",\"\",IF(O82=$AQ$4,AW82/3.6/($AU$4*$AQ$6/3.6),IF(O82=$AR$4,AW82/$AU$4/$AR$6,IF(O82=$AS$4,AW82/$AU$4/$AS$6))))","v":""},{"$f":"IF(O82=\"\",\"\",IF(O82=\"電気\",\"kWh/年\",IF(O82=\"都市ガス\",\"Nm3/年\",\"kg/年\")))","v":""},{"$f":"IF(AX82=\"\",\"\",AX82*HLOOKUP(O82,$AQ$4:$AS$6,2,FALSE)/1000)","v":""},"",{"$f":"IF(O82=\"\",\"\",IF(O82=$AQ$4,BA82/3.6/($AU$4*$AQ$6/3.6),IF(O82=$AR$4,BA82/$AU$4/$AR$6,IF(O82=$AS$4,BA82/$AU$4/$AS$6))))","v":""},{"$f":"IF(BB82=\"\",\"\",IF(D82=\"\",0,1)*BB82)","v":""},{"$f":"IF(O82=\"\",\"\",IF(O82=\"電気\",\"kWh/年\",IF(O82=\"都市ガス\",\"Nm3/年\",\"kg/年\")))","v":""},{"$f":"IF(BB82=\"\",\"\",BB82*HLOOKUP(O82,$AQ$4:$AS$6,2,FALSE)/1000)","v":""},"",{"$f":"IF(O82=\"\",\"\",IF(O82=$AQ$4,BF82/3.6/($AU$4*$AQ$6/3.6),IF(O82=$AR$4,BF82/$AU$4/$AR$6,IF(O82=$AS$4,BF82/$AU$4/$AS$6))))","v":""},{"$f":"IF(BG82=\"\",\"\",IF(D82=\"\",0,1)*BG82)","v":""},{"$f":"IF(O82=\"\",\"\",IF(O82=\"電気\",\"kWh/年\",IF(O82=\"都市ガス\",\"Nm3/年\",\"kg/年\")))","v":""},{"$f":"IF(ISERROR(BF82),\"\",IF(BF82=\"\",\"\",BF82*'2_メイン'!$AG$19/1000))","v":""},{"$f":"IF(W82=\"\",\"\",W82*HLOOKUP(O82,$AQ$4:$AS$6,3,FALSE))","v":""},"",null,{"$f":"IF(ISERROR(Z82),\"\",IF(Z82=\"\",\"\",Z82*'2_メイン'!$AG$19/1000))","v":""},"","","","",""]
[null,68,null,null,null,null,null,null,null,{"$f":"IF(H83=\"\",\"\",H83*$AP$10)","v":""},null,{"$f":"IF(H83=\"\",\"\",$AP$9)","v":""},null,null,null,null,null,null,{"$f":"IF(N83=\"\",\"\",'3_床面積'!$V$36)","v":""},{"$f":"IF(N83=\"\",\"\",'3_床面積'!$W$36)","v":""},null,null,"",{"$f":"IF(O83=\"\",\"\",IF(O83=\"電気\",\"kWh/年\",IF(O83=\"都市ガス\",\"Nm3/年\",\"kg/年\")))","v":""},{"$f":"IF(W83=\"\",\"\",W83*HLOOKUP(O83,$AQ$4:$AS$6,2,FALSE)/1000)","v":""},"","",null,{"$f":"IF(W83=\"\",\"\",IF(C83=$AH$2,1,)*W83)","v":""},{"$f":"IF(O83=\"\",\"\",IF(O83=$AQ$4,AA83/3.6/($AU$4*$AQ$6/3.6),IF(O83=$AR$4,AA83/$AU$4/$AR$6,IF(O83=$AS$4,AA83/$AU$4/$AS$6))))","v":""},{"$f":"IF(O83=\"\",\"\",IF(O83=\"電気\",\"kWh/年\",IF(O83=\"都市ガス\",\"Nm3/年\",\"kg/年\")))","v":""},{"$f":"IF(AD83=\"\",\"\",AD83*HLOOKUP(O83,$AQ$4:$AS$6,2,FALSE)/1000)","v":""},"","","","","","",{"$f":"IF(N83=\"\",\"\",'3_床面積'!$V$35)","v":""},"","",{"$f":"IF(N83=\"\",\"\",'3_床面積'!$W$35)","v":""},"","",null,null,"","","",{"$f":"IF(O83=\"\",\"\",IF(O83=$AQ$4,AW83/3.6/($AU$4*$AQ$6/3.6),IF(O83=$AR$4,AW83/$AU$4/$AR$6,IF(O83=$AS$4,AW83/$AU$4/$AS$6))))","v":""},{"$f":"IF(O83=\"\",\"\",IF(O83=\"電気\",\"kWh/年\",IF(O83=\"都市ガス\",\"Nm3/年\",\"kg/年\")))","v":""},{"$f":"IF(AX83=\"\",\"\",AX83*HLOOKUP(O83,$AQ$4:$AS$6,2,FALSE)/1000)","v":""},"",{"$f":"IF(O83=\"\",\"\",IF(O83=$AQ$4,BA83/3.6/($AU$4*$AQ$6/3.6),IF(O83=$AR$4,BA83/$AU$4/$AR$6,IF(O83=$AS$4,BA83/$AU$4/$AS$6))))","v":""},{"$f":"IF(BB83=\"\",\"\",IF(D83=\"\",0,1)*BB83)","v":""},{"$f":"IF(O83=\"\",\"\",IF(O83=\"電気\",\"kWh/年\",IF(O83=\"都市ガス\",\"Nm3/年\",\"kg/年\")))","v":""},{"$f":"IF(BB83=\"\",\"\",BB83*HLOOKUP(O83,$AQ$4:$AS$6,2,FALSE)/1000)","v":""},"",{"$f":"IF(O83=\"\",\"\",IF(O83=$AQ$4,BF83/3.6/($AU$4*$AQ$6/3.6),IF(O83=$AR$4,BF83/$AU$4/$AR$6,IF(O83=$AS$4,BF83/$AU$4/$AS$6))))","v":""},{"$f":"IF(BG83=\"\",\"\",IF(D83=\"\",0,1)*BG83)","v":""},{"$f":"IF(O83=\"\",\"\",IF(O83=\"電気\",\"kWh/年\",IF(O83=\"都市ガス\",\"Nm3/年\",\"kg/年\")))","v":""},{"$f":"IF(ISERROR(BF83),\"\",IF(BF83=\"\",\"\",BF83*'2_メイン'!$AG$19/1000))","v":""},{"$f":"IF(W83=\"\",\"\",W83*HLOOKUP(O83,$AQ$4:$AS$6,3,FALSE))","v":""},"",null,{"$f":"IF(ISERROR(Z83),\"\",IF(Z83=\"\",\"\",Z83*'2_メイン'!$AG$19/1000))","v":""},"","","","",""]
[null,69,null,null,null,null,null,null,null,{"$f":"IF(H84=\"\",\"\",H84*$AP$10)","v":""},null,{"$f":"IF(H84=\"\",\"\",$AP$9)","v":""},null,null,null,null,null,null,{"$f":"IF(N84=\"\",\"\",'3_床面積'!$V$36)","v":""},{"$f":"IF(N84=\"\",\"\",'3_床面積'!$W$36)","v":""},null,null,"",{"$f":"IF(O84=\"\",\"\",IF(O84=\"電気\",\"kWh/年\",IF(O84=\"都市ガス\",\"Nm3/年\",\"kg/年\")))","v":""},{"$f":"IF(W84=\"\",\"\",W84*HLOOKUP(O84,$AQ$4:$AS$6,2,FALSE)/1000)","v":""},"","",null,{"$f":"IF(W84=\"\",\"\",IF(C84=$AH$2,1,)*W84)","v":""},{"$f":"IF(O84=\"\",\"\",IF(O84=$AQ$4,AA84/3.6/($AU$4*$AQ$6/3.6),IF(O84=$AR$4,AA84/$AU$4/$AR$6,IF(O84=$AS$4,AA84/$AU$4/$AS$6))))","v":""},{"$f":"IF(O84=\"\",\"\",IF(O84=\"電気\",\"kWh/年\",IF(O84=\"都市ガス\",\"Nm3/年\",\"kg/年\")))","v":""},{"$f":"IF(AD84=\"\",\"\",AD84*HLOOKUP(O84,$AQ$4:$AS$6,2,FALSE)/1000)","v":""},"","","","","","",{"$f":"IF(N84=\"\",\"\",'3_床面積'!$V$35)","v":""},"","",{"$f":"IF(N84=\"\",\"\",'3_床面積'!$W$35)","v":""},"","",null,null,"","","",{"$f":"IF(O84=\"\",\"\",IF(O84=$AQ$4,AW84/3.6/($AU$4*$AQ$6/3.6),IF(O84=$AR$4,AW84/$AU$4/$AR$6,IF(O84=$AS$4,AW84/$AU$4/$AS$6))))","v":""},{"$f":"IF(O84=\"\",\"\",IF(O84=\"電気\",\"kWh/年\",IF(O84=\"都市ガス\",\"Nm3/年\",\"kg/年\")))","v":""},{"$f":"IF(AX84=\"\",\"\",AX84*HLOOKUP(O84,$AQ$4:$AS$6,2,FALSE)/1000)","v":""},"",{"$f":"IF(O84=\"\",\"\",IF(O84=$AQ$4,BA84/3.6/($AU$4*$AQ$6/3.6),IF(O84=$AR$4,BA84/$AU$4/$AR$6,IF(O84=$AS$4,BA84/$AU$4/$AS$6))))","v":""},{"$f":"IF(BB84=\"\",\"\",IF(D84=\"\",0,1)*BB84)","v":""},{"$f":"IF(O84=\"\",\"\",IF(O84=\"電気\",\"kWh/年\",IF(O84=\"都市ガス\",\"Nm3/年\",\"kg/年\")))","v":""},{"$f":"IF(BB84=\"\",\"\",BB84*HLOOKUP(O84,$AQ$4:$AS$6,2,FALSE)/1000)","v":""},"",{"$f":"IF(O84=\"\",\"\",IF(O84=$AQ$4,BF84/3.6/($AU$4*$AQ$6/3.6),IF(O84=$AR$4,BF84/$AU$4/$AR$6,IF(O84=$AS$4,BF84/$AU$4/$AS$6))))","v":""},{"$f":"IF(BG84=\"\",\"\",IF(D84=\"\",0,1)*BG84)","v":""},{"$f":"IF(O84=\"\",\"\",IF(O84=\"電気\",\"kWh/年\",IF(O84=\"都市ガス\",\"Nm3/年\",\"kg/年\")))","v":""},{"$f":"IF(ISERROR(BF84),\"\",IF(BF84=\"\",\"\",BF84*'2_メイン'!$AG$19/1000))","v":""},{"$f":"IF(W84=\"\",\"\",W84*HLOOKUP(O84,$AQ$4:$AS$6,3,FALSE))","v":""},"",null,{"$f":"IF(ISERROR(Z84),\"\",IF(Z84=\"\",\"\",Z84*'2_メイン'!$AG$19/1000))","v":""},"","","","",""]
[null,70,null,null,null,null,null,null,null,{"$f":"IF(H85=\"\",\"\",H85*$AP$10)","v":""},null,{"$f":"IF(H85=\"\",\"\",$AP$9)","v":""},null,null,null,null,null,null,{"$f":"IF(N85=\"\",\"\",'3_床面積'!$V$36)","v":""},{"$f":"IF(N85=\"\",\"\",'3_床面積'!$W$36)","v":""},null,null,"",{"$f":"IF(O85=\"\",\"\",IF(O85=\"電気\",\"kWh/年\",IF(O85=\"都市ガス\",\"Nm3/年\",\"kg/年\")))","v":""},{"$f":"IF(W85=\"\",\"\",W85*HLOOKUP(O85,$AQ$4:$AS$6,2,FALSE)/1000)","v":""},"","",null,{"$f":"IF(W85=\"\",\"\",IF(C85=$AH$2,1,)*W85)","v":""},{"$f":"IF(O85=\"\",\"\",IF(O85=$AQ$4,AA85/3.6/($AU$4*$AQ$6/3.6),IF(O85=$AR$4,AA85/$AU$4/$AR$6,IF(O85=$AS$4,AA85/$AU$4/$AS$6))))","v":""},{"$f":"IF(O85=\"\",\"\",IF(O85=\"電気\",\"kWh/年\",IF(O85=\"都市ガス\",\"Nm3/年\",\"kg/年\")))","v":""},{"$f":"IF(AD85=\"\",\"\",AD85*HLOOKUP(O85,$AQ$4:$AS$6,2,FALSE)/1000)","v":""},"","","","","","",{"$f":"IF(N85=\"\",\"\",'3_床面積'!$V$35)","v":""},"","",{"$f":"IF(N85=\"\",\"\",'3_床面積'!$W$35)","v":""},"","",null,null,"","","",{"$f":"IF(O85=\"\",\"\",IF(O85=$AQ$4,AW85/3.6/($AU$4*$AQ$6/3.6),IF(O85=$AR$4,AW85/$AU$4/$AR$6,IF(O85=$AS$4,AW85/$AU$4/$AS$6))))","v":""},{"$f":"IF(O85=\"\",\"\",IF(O85=\"電気\",\"kWh/年\",IF(O85=\"都市ガス\",\"Nm3/年\",\"kg/年\")))","v":""},{"$f":"IF(AX85=\"\",\"\",AX85*HLOOKUP(O85,$AQ$4:$AS$6,2,FALSE)/1000)","v":""},"",{"$f":"IF(O85=\"\",\"\",IF(O85=$AQ$4,BA85/3.6/($AU$4*$AQ$6/3.6),IF(O85=$AR$4,BA85/$AU$4/$AR$6,IF(O85=$AS$4,BA85/$AU$4/$AS$6))))","v":""},{"$f":"IF(BB85=\"\",\"\",IF(D85=\"\",0,1)*BB85)","v":""},{"$f":"IF(O85=\"\",\"\",IF(O85=\"電気\",\"kWh/年\",IF(O85=\"都市ガス\",\"Nm3/年\",\"kg/年\")))","v":""},{"$f":"IF(BB85=\"\",\"\",BB85*HLOOKUP(O85,$AQ$4:$AS$6,2,FALSE)/1000)","v":""},"",{"$f":"IF(O85=\"\",\"\",IF(O85=$AQ$4,BF85/3.6/($AU$4*$AQ$6/3.6),IF(O85=$AR$4,BF85/$AU$4/$AR$6,IF(O85=$AS$4,BF85/$AU$4/$AS$6))))","v":""},{"$f":"IF(BG85=\"\",\"\",IF(D85=\"\",0,1)*BG85)","v":""},{"$f":"IF(O85=\"\",\"\",IF(O85=\"電気\",\"kWh/年\",IF(O85=\"都市ガス\",\"Nm3/年\",\"kg/年\")))","v":""},{"$f":"IF(ISERROR(BF85),\"\",IF(BF85=\"\",\"\",BF85*'2_メイン'!$AG$19/1000))","v":""},{"$f":"IF(W85=\"\",\"\",W85*HLOOKUP(O85,$AQ$4:$AS$6,3,FALSE))","v":""},"",null,{"$f":"IF(ISERROR(Z85),\"\",IF(Z85=\"\",\"\",Z85*'2_メイン'!$AG$19/1000))","v":""},"","","","",""]
[null,null,null,null,null,null,null,null,null,null,null,null,null,null,null,null,null,null,null,null,null,null,null,null,null,null,null,null,null,null,null,null,null,null,null,null,null,null,null,null,null,null,null,null,null,null,null,null,null,null,null,null,null,null,null,null,null,null,null,null,null,null,null,null,{"$f":"IF(N86=\"\",\"\",0.33*H86*N86*(1-AL86)*($AL$10*AO86+$AM$10*AR86)*3.6/1000)","v":""},{"$f":"IF(ISERROR(BM86),\"\",IF(BM86=\"\",\"\",BM86*'2_メイン'!$AG$19/1000))","v":""},"","","","",""]

{"sheet":"15_照明 (新設)","index":14,"n_rows":224,"n_cols":182,"rows_kept":224,"cut":false,"hidden":false,"merged":[[12,30,12,31],[0,22,0,23],[5,22,5,23],[12,29,13,29],[10,18,12,19],[10,27,13,27],[10,28,13,28],[10,23,13,23],[10,20,13,20],[5,20,6,21],[10,24,13,24],[10,25,13,25],[6,22,6,23],[205,6,205,7],[206,6,206,7],[196,6,196,7],[197,6,197,7],[207,6,207,7],[10,21,13,21],[10,26,13,26],[10,22,13,22],[176,6,176,7],[177,6,177,7],[166,6,166,7],[167,6,167,7],[168,6,168,7],[169,6,169,7],[170,6,170,7],[193,6,193,7],[194,6,194,7],[195,6,195,7],[184,6,184,7],[185,6,185,7],[186,6,186,7],[187,6,187,7],[188,6,188,7],[189,6,189,7],[211,6,211,7],[212,6,212,7],[209,6,209,7],[210,6,210,7],[198,6,198,7],[199,6,199,7],[172,6,172,7],[173,6,173,7],[213,6,213,7],[178,6,178,7],[179,6,179,7],[180,6,180,7],[181,6,181,7],[182,6,182,7],[183,6,183,7],[208,6,208,7],[190,6,190,7],[174,6,174,7],[175,6,175,7],[200,6,200,7],[201,6,201,7],[191,6,191,7],[202,6,202,7],[192,6,192,7],[171,6,171,7],[160,6,160,7],[161,6,161,7],[162,6,162,7],[163,6,163,7],[164,6,164,7],[165,6,165,7],[154,6,154,7],[155,6,155,7],[156,6,156,7],[157,6,157,7],[158,6,158,7],[159,6,159,7],[148,6,148,7],[149,6,149,7],[150,6,150,7],[151,6,151,7],[152,6,152,7],[153,6,153,7],[142,6,142,7],[143,6,143,7],[144,6,144,7],[145,6,145,7],[146,6,146,7],[147,6,147,7],[136,6,136,7],[137,6,137,7],[138,6,138,7],[139,6,139,7],[140,6,140,7],[141,6,141,7],[130,6,130,7],[131,6,131,7],[132,6,132,7],[133,6,133,7],[134,6,134,7],[135,6,135,7],[124,6,124,7],[125,6,125,7],[126,6,126,7],[127,6,127,7],[128,6,128,7],[129,6,129,7],[118,6,118,7],[119,6,119,7],[120,6,120,7],[121,6,121,7],[122,6,122,7],[123,6,123,7],[112,6,112,7],[113,6,113,7],[114,6,114,7],[115,6,115,7],[116,6,116,7],[117,6,117,7],[106,6,106,7],[107,6,107,7],[108,6,108,7],[109,6,109,7],[110,6,110,7],[111,6,111,7],[100,6,100,7],[101,6,101,7],[102,6,102,7],[103,6,103,7],[104,6,104,7],[105,6,105,7],[94,6,94,7],[95,6,95,7],[96,6,96,7],[97,6,97,7],[98,6,98,7],[99,6,99,7],[88,6,88,7],[89,6,89,7],[90,6,90,7],[91,6,91,7],[92,6,92,7],[93,6,93,7],[82,6,82,7],[83,6,83,7],[84,6,84,7],[85,6,85,7],[86,6,86,7],[87,6,87,7],[76,6,76,7],[77,6,77,7],[78,6,78,7],[79,6,79,7],[80,6,80,7],[81,6,81,7],[70,6,70,7],[71,6,71,7],[72,6,72,7],[73,6,73,7],[74,6,74,7],[75,6,75,7],[64,6,64,7],[65,6,65,7],[66,6,66,7],[67,6,67,7],[68,6,68,7],[69,6,69,7],[58,6,58,7],[59,6,59,7],[60,6,60,7],[61,6,61,7],[62,6,62,7],[63,6,63,7],[52,6,52,7],[56,6,56,7],[57,6,57,7],[46,6,46,7],[47,6,47,7],[48,6,48,7],[49,6,49,7],[50,6,50,7],[51,6,51,7],[30,6,30,7],[40,6,40,7],[41,6,41,7],[42,6,42,7],[43,6,43,7],[44,6,44,7],[45,6,45,7],[34,6,34,7],[37,6,37,7],[38,6,38,7],[39,6,39,7],[11,15,13,15],[11,16,13,16],[10,10,13,10],[10,11,12,12],[10,13,13,13],[10,14,10,17],[11,17,13,17],[11,14,13,14],[28,6,28,7],[20,6,20,7],[21,6,21,7],[22,6,22,7],[23,6,23,7],[24,6,24,7],[25,6,25,7],[26,6,26,7],[10,9,13,9],[14,6,14,7],[15,6,15,7],[10,1,13,1],[10,2,10,3],[10,4,13,4],[10,5,13,5],[10,6,13,7],[10,8,13,8],[11,3,13,3],[11,2,13,2],[204,6,204,7],[18,6,18,7],[19,6,19,7],[31,6,31,7],[32,6,32,7],[33,6,33,7],[27,6,27,7],[16,6,16,7],[17,6,17,7],[35,6,35,7],[36,6,36,7],[53,6,53,7],[54,6,54,7],[55,6,55,7],[203,6,203,7],[29,6,29,7],[221,6,221,7],[222,6,222,7],[223,6,223,7],[214,6,214,7],[215,6,215,7],[216,6,216,7],[217,6,217,7],[218,6,218,7],[219,6,219,7],[220,6,220,7]]}
[null,null,null,null,null,null,null,null,null,null,null,null,null,null,null,null,null,null,null,null,null,null,"ＣＯ２",null,null,null,null,null,null,null,null,null,null,null,null,null,null,null,null,null,null,null,null,null,null,null,null,null,null,null,null,null,null,null,null,null,null,null,null,null,null,null,null,null,null,null,null,null,null,null,null,null,null,null,null,null,null,null,null,null,null,null,null,null,null,null,null,null,null,null,null,null,null,null,null,null,null,null,null,null,null,null,null,null,null,null,null,null,null,null,null,null,null,null,null,null,null,null,null,null,null,null,null,null,null,null,null,null,null,null,null,null,null,null,null,null,null,null,null,null,null,null,null,null,null,null,null,null,null,"直管形蛍光ﾗﾝﾌﾟHf_高出力型_FHF_FHC","直管形蛍光ﾗﾝﾌﾟHf　定格出力型（FHF,FHC）","ｺﾝﾊﾟｸﾄ形蛍光ﾗﾝﾌﾟHf（FHT,FHP）","ｾﾗﾐｯｸﾒﾀﾙﾊﾗｲﾄﾞﾗﾝﾌﾟ","高圧ナトリウムランプ","LED（器具更新）","LED（ランプ交換）","直管形蛍光ﾗﾝﾌﾟFLR,FSL","直管形蛍光ﾗﾝﾌﾟFL,FCL","ｺﾝﾊﾟｸﾄ形蛍光ﾗﾝﾌﾟFPR","ｺﾝﾊﾟｸﾄ形蛍光ﾗﾝﾌﾟFPL,FDL,FML,FWL","ハロゲン電球","クリプトン電球","白熱電球","メタルハライドランプ","高圧水銀ランプ",null,"直管形蛍光ﾗﾝﾌﾟHf　高出力型（FHF,FHC）","直管形蛍光ﾗﾝﾌﾟHf　定格出力型（FHF,FHC）","ｺﾝﾊﾟｸﾄ形蛍光ﾗﾝﾌﾟHf（FHT,FHP）","ｾﾗﾐｯｸﾒﾀﾙﾊﾗｲﾄﾞﾗﾝﾌﾟ","高圧ナトリウムランプ","LED（器具更新）","LED（ランプ交換）","直管形蛍光ﾗﾝﾌﾟFLR,FSL","直管形蛍光ﾗﾝﾌﾟFL,FCL","ｺﾝﾊﾟｸﾄ形蛍光ﾗﾝﾌﾟFPR","ｺﾝﾊﾟｸﾄ形蛍光ﾗﾝﾌﾟFPL,FDL,FML,FWL","ハロゲン電球","クリプトン電球","白熱電球","メタルハライドランプ","高圧水銀ランプ"]
[null,null,"色欄については、文字又は数値を入力",null,null,null,null,null,null,null,null,null,null,null,null,null,null,null,null,null,null,null,"新設","撤去","ｴﾝﾄﾗﾝｽﾎｰﾙ、廊下","階段室（階段通路\n誘導灯と兼用）","階段室","便所、湯沸室","倉庫、設備室、更衣室","駐車場","事務室","会議室","電算室","ﾚｽﾄﾗﾝ･食堂客席","ﾚｽﾄﾗﾝ･食堂厨房","物販店舗","飲食店舗","ﾎﾃﾙﾛﾋﾞｰ、客室廊下","ホテル客室、宴会場","教室","研究室","体育館","病室","診察室","物流倉庫","屋外","その他",null,null,null,null,null,null,null,null,null,null,null,null,null,null,null,null,null,null,null,null,null,null,null,null,null,null,null,null,null,null,null,null,null,null,null,null,null,null,null,null,null,null,null,null,null,null,null,null,null,null,null,null,null,null,null,null,null,null,null,null,null,null,null,null,null,null,null,null,null,null,null,null,null,null,null,null,null,null,null,null,null,null,null,null,null,null,null,null,null,null,null,null,null,null,null,null,null,null,null,null,null,null,16,16,24,70,70,null,null,20,4,96,4,5,25,10,70,40,null,"あ","い","う","え","お","か","き","く","け","こ","さ","し","す","せ","そ","た"]
[null,null,"色欄については、プルダウンメニューから選択",null,null,null,null,null,null,null,null,null,null,null,null,null,null,null,null,null,null,null,{"$f":"SUM(V15:V224)","v":0},{"$f":"SUMIF(C15:C224,\"○\",X15:X224)+SUMIF(AA15:AA224,\"○\",Z15:Z224)","v":0},2500,8760,2500,2500,500,3000,2500,1200,500,4500,3000,4500,4500,8760,3000,1500,3000,1500,3000,1500,3000,3000,3000,null,null,null,null,null,null,null,null,null,null,null,null,null,null,null,null,null,null,null,null,null,null,null,null,null,null,null,null,null,null,null,null,null,null,null,null,null,null,null,null,null,null,null,null,null,null,null,null,null,null,null,null,null,null,null,null,null,null,null,null,null,null,null,null,null,null,null,null,null,null,null,null,null,null,null,null,null,null,null,null,null,null,null,null,null,null,null,null,null,null,null,null,null,null,null,null,null,null,null,null,null,null,32,24,32,150,110,null,null,40,6,null,6,10,40,15,250,80,null,16,16,24,70,70,null,null,20,4,96,4,5,25,10,70,40]
[null,null,"色欄については、任意記入とし、文字又は数値を入力",null,null,null,null,null,null,null,null,null,null,null,null,null,null,null,null,null,null,null,"制御効果",null,null,null,null,null,null,null,null,null,null,null,null,null,null,null,null,null,null,null,null,null,null,null,null,null,null,null,null,null,null,null,null,null,null,null,null,null,null,null,null,null,null,null,null,null,null,null,null,null,null,null,null,null,null,null,null,null,null,null,null,null,null,null,null,null,null,null,null,null,null,null,null,null,null,null,null,null,null,null,null,null,null,null,null,null,null,null,null,null,null,null,null,null,null,null,null,null,null,null,null,null,null,null,null,null,null,null,null,null,null,null,null,null,null,null,null,null,null,null,null,null,null,null,null,null,null,54,32,45,190,150,null,null,110,8,null,9,15,60,20,400,100,null,32,24,32,150,110,null,null,40,6,null,6,10,40,15,250,80]
[null,null,"色欄については、入力の間違いや未記入の状態などエラーを示す。",null,null,null,null,null,null,null,null,null,null,null,null,null,null,null,null,null,null,null,{"$f":"SUM(AC15:AC224)","v":0},null,"直管形蛍光ﾗﾝﾌﾟHf　高出力型（FHF,FHC）161","直管形蛍光ﾗﾝﾌﾟHf　高出力型（FHF,FHC）162","直管形蛍光ﾗﾝﾌﾟHf　高出力型（FHF,FHC）321","直管形蛍光ﾗﾝﾌﾟHf　高出力型（FHF,FHC）322","直管形蛍光ﾗﾝﾌﾟHf　高出力型（FHF,FHC）541","直管形蛍光ﾗﾝﾌﾟHf　高出力型（FHF,FHC）542","直管形蛍光ﾗﾝﾌﾟHf　定格出力型（FHF,FHC）161","直管形蛍光ﾗﾝﾌﾟHf　定格出力型（FHF,FHC）321","直管形蛍光ﾗﾝﾌﾟHf　定格出力型（FHF,FHC）322","直管形蛍光ﾗﾝﾌﾟHf　定格出力型（FHF,FHC）241","直管形蛍光ﾗﾝﾌﾟHf　定格出力型（FHF,FHC）242","直管形蛍光ﾗﾝﾌﾟHf　定格出力型（FHF,FHC）631","直管形蛍光ﾗﾝﾌﾟHf　定格出力型（FHF,FHC）632","直管形蛍光ﾗﾝﾌﾟHf　定格出力型（FHF,FHC）861","直管形蛍光ﾗﾝﾌﾟHf　定格出力型（FHF,FHC）862","ｺﾝﾊﾟｸﾄ形蛍光ﾗﾝﾌﾟHf（FHT,FHP）241","ｺﾝﾊﾟｸﾄ形蛍光ﾗﾝﾌﾟHf（FHT,FHP）232","ｺﾝﾊﾟｸﾄ形蛍光ﾗﾝﾌﾟHf（FHT,FHP）321","ｺﾝﾊﾟｸﾄ形蛍光ﾗﾝﾌﾟHf（FHT,FHP）322","ｺﾝﾊﾟｸﾄ形蛍光ﾗﾝﾌﾟHf（FHT,FHP）451","ｺﾝﾊﾟｸﾄ形蛍光ﾗﾝﾌﾟHf（FHT,FHP）452","ｾﾗﾐｯｸﾒﾀﾙﾊﾗｲﾄﾞﾗﾝﾌﾟ701","ｾﾗﾐｯｸﾒﾀﾙﾊﾗｲﾄﾞﾗﾝﾌﾟ1501","ｾﾗﾐｯｸﾒﾀﾙﾊﾗｲﾄﾞﾗﾝﾌﾟ1901","ｾﾗﾐｯｸﾒﾀﾙﾊﾗｲﾄﾞﾗﾝﾌﾟ2001","ｾﾗﾐｯｸﾒﾀﾙﾊﾗｲﾄﾞﾗﾝﾌﾟ2201","ｾﾗﾐｯｸﾒﾀﾙﾊﾗｲﾄﾞﾗﾝﾌﾟ2901","ｾﾗﾐｯｸﾒﾀﾙﾊﾗｲﾄﾞﾗﾝﾌﾟ3601","直管形蛍光ﾗﾝﾌﾟFL,FCL41","直管形蛍光ﾗﾝﾌﾟFL,FCL61","直管形蛍光ﾗﾝﾌﾟFL,FCL81","直管形蛍光ﾗﾝﾌﾟFL,FCL101","直管形蛍光ﾗﾝﾌﾟFL,FCL151","直管形蛍光ﾗﾝﾌﾟFL,FCL201","直管形蛍光ﾗﾝﾌﾟFL,FCL301","直管形蛍光ﾗﾝﾌﾟFL,FCL321","直管形蛍光ﾗﾝﾌﾟFL,FCL401","直管形蛍光ﾗﾝﾌﾟFL,FCL402","ｺﾝﾊﾟｸﾄ形蛍光ﾗﾝﾌﾟFPR961","ｺﾝﾊﾟｸﾄ形蛍光ﾗﾝﾌﾟFPL,FDL,FML,FWL41","ｺﾝﾊﾟｸﾄ形蛍光ﾗﾝﾌﾟFPL,FDL,FML,FWL61","ｺﾝﾊﾟｸﾄ形蛍光ﾗﾝﾌﾟFPL,FDL,FML,FWL91","ｺﾝﾊﾟｸﾄ形蛍光ﾗﾝﾌﾟFPL,FDL,FML,FWL101","ｺﾝﾊﾟｸﾄ形蛍光ﾗﾝﾌﾟFPL,FDL,FML,FWL131","ｺﾝﾊﾟｸﾄ形蛍光ﾗﾝﾌﾟFPL,FDL,FML,FWL181","ｺﾝﾊﾟｸﾄ形蛍光ﾗﾝﾌﾟFPL,FDL,FML,FWL271","ｺﾝﾊﾟｸﾄ形蛍光ﾗﾝﾌﾟFPL,FDL,FML,FWL281","ｺﾝﾊﾟｸﾄ形蛍光ﾗﾝﾌﾟFPL,FDL,FML,FWL361","ｺﾝﾊﾟｸﾄ形蛍光ﾗﾝﾌﾟFPL,FDL,FML,FWL362","ｺﾝﾊﾟｸﾄ形蛍光ﾗﾝﾌﾟFPL,FDL,FML,FWL551","高圧ナトリウムランプ701","高圧ナトリウムランプ1101","高圧ナトリウムランプ1501","高圧ナトリウムランプ1801","高圧ナトリウムランプ2201","高圧ナトリウムランプ2501","高圧ナトリウムランプ2701","高圧ナトリウムランプ3601","高圧ナトリウムランプ4001","高圧ナトリウムランプ6601","高圧ナトリウムランプ9401","ハロゲン電球51","ハロゲン電球101","ハロゲン電球151","ハロゲン電球201","ハロゲン電球351","ハロゲン電球501","ハロゲン電球601","ハロゲン電球701","ハロゲン電球751","ハロゲン電球801","ハロゲン電球1001","ハロゲン電球1301","ハロゲン電球1401","ハロゲン電球1501","ハロゲン電球1701","ハロゲン電球2001","ハロゲン電球2501","ハロゲン電球3001","ハロゲン電球4001","ハロゲン電球5001","ハロゲン電球7001","ハロゲン電球10001","ハロゲン電球15001","ハロゲン電球20001","クリプトン電球251","クリプトン電球401","クリプトン電球601","クリプトン電球751","クリプトン電球1001","白熱電球101","白熱電球151","白熱電球201","白熱電球251","白熱電球401","白熱電球501","白熱電球571","白熱電球601","白熱電球1001","白熱電球1501","白熱電球2001","メタルハライドランプ701","メタルハライドランプ2501","メタルハライドランプ4001","メタルハライドランプ10001","メタルハライドランプ15001","メタルハライドランプ20001","高圧水銀ランプ401","高圧水銀ランプ801","高圧水銀ランプ1001","高圧水銀ランプ2001","高圧水銀ランプ2501","高圧水銀ランプ3001","高圧水銀ランプ4001","高圧水銀ランプ7001","高圧水銀ランプ10001","直管形蛍光ﾗﾝﾌﾟFLR,FSL201","直管形蛍光ﾗﾝﾌﾟFLR,FSL202","直管形蛍光ﾗﾝﾌﾟFLR,FSL401","直管形蛍光ﾗﾝﾌﾟFLR,FSL402","直管形蛍光ﾗﾝﾌﾟFLR,FSL1101","直管形蛍光ﾗﾝﾌﾟFLR,FSL1102","直管形蛍光ﾗﾝﾌﾟFL,FCL202",null,null,null,63,null,200,180,null,null,null,10,null,10,20,75,25,1000,200,null,54,32,45,190,150,null,null,110,8,null,9,15,60,20,400,100]
[null,null,null,null,null,null,null,null,null,null,null,null,null,null,null,null,null,null,null,null,null,null,"ＭＪ",null,26,50,48,95,58,106,17.5,35,65,27,52,65,125,87,172,26,50,36,70,48,93,95,175,208,217,260,325,405,7.5,8,11,13,18,23,34,37,48,88,110,7.5,8,11,13,16.5,21,31,36,38,70,55,93,130,175,200,250,275,287,385,440,700,990,5.3,10.5,15.8,21,36.799999999999997,52.5,63,73.5,78.8,84,105,136.5,147,157.5,178.5,210,262.5,315,420,500,700,1000,1500,2150,22,36,54,68,90,9,15,20,22,40,48,57,54,90,150,200,94,280,440,1100,1630,2150,51,99,120,215,260,310,415,730,1030,27,48,43,85,108,208,44,null,null,null,86,null,220,220,null,null,null,15,null,13,35,100,40,1500,250,null,null,63,null,200,180,null,null,null,10,null,10,20,75,25,1000,200]
[null,null,null,null,null,null,null,null,null,null,null,null,null,null,null,null,null,null,null,null,null,null,"一次エネルギー",null,null,null,null,null,null,null,null,null,null,null,null,null,null,null,null,null,null,"■省エネ率",null,null,null,null,null,null,null,null,null,null,null,null,null,null,null,null,null,null,null,null,null,null,null,null,null,null,null,null,null,null,null,null,null,null,null,null,null,null,null,null,null,null,null,null,null,null,null,null,null,null,null,null,null,null,null,null,null,null,null,null,null,null,null,null,null,null,null,null,null,null,null,null,null,null,null,null,null,null,null,null,null,null,null,null,null,null,null,null,null,null,null,null,null,null,null,null,null,null,null,null,null,null,null,null,null,null,null,null,null,null,290,250,null,null,null,20,null,18,50,null,50,2000,300,null,null,86,null,220,220,null,null,null,15,null,13,35,100,40,1500,250]
[null,"高効率照明器具の導入（新設）",null,null,null,null,null,null,null,null,null,null,null,null,null,null,null,null,null,null,null,"No.15","新設","撤去","直管形蛍光ﾗﾝﾌﾟHf　高出力型（FHF,FHC）","直管形蛍光ﾗﾝﾌﾟHf　定格出力型（FHF,FHC）","ｺﾝﾊﾟｸﾄ形蛍光ﾗﾝﾌﾟHf（FHT,FHP）","ｾﾗﾐｯｸﾒﾀﾙﾊﾗｲﾄﾞﾗﾝﾌﾟ","高圧ナトリウムランプ","LED（器具更新）","LED（ランプ交換）","直管形蛍光ﾗﾝﾌﾟFLR,FSL","直管形蛍光ﾗﾝﾌﾟFL,FCL","ｺﾝﾊﾟｸﾄ形蛍光ﾗﾝﾌﾟFPR","ｺﾝﾊﾟｸﾄ形蛍光ﾗﾝﾌﾟFPL,FDL,FML,FWL","ハロゲン電球","クリプトン電球","白熱電球","メタルハライドランプ","高圧水銀ランプ",null,"初期照度補正制御","昼光利用照明制御","人感ｾﾝｻｰによる\n在室検知\n制御","明るさ感知による自動点滅制御",null,null,null,null,null,null,null,null,null,null,null,null,null,null,null,null,null,null,null,null,null,null,null,null,null,null,null,null,null,null,null,null,null,null,null,null,null,null,null,null,null,null,null,null,null,null,null,null,null,null,null,null,null,null,null,null,null,null,null,null,null,null,null,null,null,null,null,null,null,null,null,null,null,null,null,null,null,null,null,null,null,null,null,null,null,null,null,null,null,null,null,null,null,null,null,null,null,null,null,null,null,null,null,null,null,null,null,360,270,null,null,null,30,null,27,60,null,57,null,400,null,null,null,null,290,250,null,null,null,20,null,18,50,null,50,2000,300]
[null,"照明制御の導入（新設）",null,null,null,null,null,null,null,null,null,null,null,null,null,null,null,null,null,null,null,null,{"$f":"SUM(AE15:AE224)","v":0},{"$f":"SUM(AF15:AF224)","v":0},0.2,0.2,0.15,0.25,0.25,0.4,0.4,0,0,0,0,0,0,0,0,0,null,0.15,0.1,0.2,0.2,null,null,null,null,null,null,null,null,null,null,null,null,null,null,null,null,null,null,null,null,null,null,null,null,null,null,null,null,null,null,null,null,null,null,null,null,null,null,null,null,null,null,null,null,null,null,null,null,null,null,null,null,null,null,null,null,null,null,null,null,null,null,null,null,null,null,null,null,null,null,null,null,null,null,null,null,null,null,null,null,null,null,null,null,null,null,null,null,null,null,null,null,null,null,null,null,null,null,null,null,null,null,null,null,null,null,null,null,360,null,null,null,32,null,28,70,null,60,null,700,null,null,null,null,360,270,null,null,null,30,null,27,60,null,57,null,400]
[null,null,null,null,null,null,null,null,null,null,null,null,null,null,null,null,null,null,null,null,null,null,null,null,null,null,null,null,null,null,null,null,null,null,null,null,null,null,null,null,null,null,null,null,null,null,null,null,null,null,null,null,null,null,null,null,null,null,null,null,null,null,null,null,null,null,null,null,null,null,null,null,null,null,null,null,null,null,null,null,null,null,null,null,null,null,null,null,null,null,null,null,null,null,null,null,null,null,null,null,null,null,null,null,null,null,null,null,null,null,null,null,null,null,null,null,null,null,null,null,null,null,null,null,null,null,null,null,null,null,null,null,null,null,null,null,null,null,null,null,null,null,null,null,null,null,null,null,null,null,null,null,null,400,null,null,null,40,null,36,75,null,100,null,1000,null,null,null,null,null,360,null,null,null,32,null,28,70,null,60,null,700]
[null,"No.","改修の種類",null,"器具記号","室用途","室名称",null,"ランプ種類","ランプ\nワット数\n[W]","一台\n当たりの灯数","一台当たり\nの消費電力\n[W]",null,"台数","省エネ制御",null,null,null,"年間点灯時間\n[h/年]",null,"年間電気\n使用量\n[kWh/年]","年間CO2\n排出量\n[t-CO2/年]","改修前の\n電気使用量","改修前のCO2\n排出量","既存に\n制御追加\n\n追加前\n電気使用量","既存に\n制御追加\n\n追加前\nCO2排出量","既存に\n制御追加","制御効果\n電気削減量","制御効果\nCO2削減量",null,null,null,null,null,null,null,null,null,null,null,null,null,null,null,null,null,null,null,null,null,null,null,null,null,null,null,null,null,null,null,null,null,null,null,null,null,null,null,null,null,null,null,null,null,null,null,null,null,null,null,null,null,null,null,null,null,null,null,null,null,null,null,null,null,null,null,null,null,null,null,null,null,null,null,null,null,null,null,null,null,null,null,null,null,null,null,null,null,null,null,null,null,null,null,null,null,null,null,null,null,null,null,null,null,null,null,null,null,null,null,null,null,null,null,null,null,null,null,null,null,null,null,null,660,null,null,null,null,null,55,80,null,150,null,null,null,null,null,null,null,400,null,null,null,40,null,36,75,null,100,null,1000]
[null,null,"器具\n新設","制御\n追加",null,null,null,null,null,null,null,null,null,null,"初期照度\n補正制御","昼光利用\n照明制御","人感ｾﾝｻｰによる\n在室検知\n制御","明るさ感知\nによる自動点滅制御",null,null,null,null,null,null,null,null,null,null,null,"○",null,1,2,3,null,null,null,null,null,null,null,null,null,null,null,null,null,null,null,null,null,null,null,null,null,null,null,null,null,null,null,null,null,null,null,null,null,null,null,null,null,null,null,null,null,null,null,null,null,null,null,null,null,null,null,null,null,null,null,null,null,null,null,null,null,null,null,null,null,null,null,null,null,null,null,null,null,null,null,null,null,null,null,null,null,null,null,null,null,null,null,null,null,null,null,null,null,null,null,null,null,null,null,null,null,null,null,null,null,null,null,null,null,null,null,null,null,null,null,null,null,null,null,940,null,null,null,null,null,null,100,null,200,null,null,null,null,null,null,null,660,null,null,null,null,null,55,80,null,150]
[null,null,null,null,null,null,null,null,null,null,null,null,null,null,null,null,null,null,null,null,null,null,null,null,null,null,null,null,null,"ランプ種類","年間一次\nエネルギー消費量",null,null,null,null,null,null,null,null,null,null,null,null,null,null,null,null,null,null,null,null,null,null,null,null,null,null,null,null,null,null,null,null,null,null,null,null,null,null,null,null,null,null,null,null,null,null,null,null,null,null,null,null,null,null,null,null,null,null,null,null,null,null,null,null,null,null,null,null,null,null,null,null,null,null,null,null,null,null,null,null,null,null,null,null,null,null,null,null,null,null,null,null,null,null,null,null,null,null,null,null,null,null,null,null,null,null,null,null,null,null,null,null,null,null,null,null,null,null,null,null,null,null,null,null,null,null,null,null,null,130,null,null,null,null,null,null,null,null,null,940,null,null,null,null,null,null,100,null,200]
[null,null,null,null,null,null,null,null,null,null,null,"標準値","定格値",null,null,null,null,null,"標準値","想定値",null,null,null,null,null,null,null,null,null,null,"新設","更新前",null,null,null,null,null,null,null,null,null,null,null,null,null,null,null,null,null,null,null,null,null,null,null,null,null,null,null,null,null,null,null,null,null,null,null,null,null,null,null,null,null,null,null,null,null,null,null,null,null,null,null,null,null,null,null,null,null,null,null,null,null,null,null,null,null,null,null,null,null,null,null,null,null,null,null,null,null,null,null,null,null,null,null,null,null,null,null,null,null,null,null,null,null,null,null,null,null,null,null,null,null,null,null,null,null,null,null,null,null,null,null,null,null,null,null,null,null,null,null,null,null,null,null,null,null,null,null,null,140,null,null,null,null,null,null,null,null,null,null,null,null,null,null,null,null,130]
[null,1,null,null,null,null,null,null,null,null,null,{"$f":"IF(COUNTIF($Y$5:$EQ$6,I15&J15&K15)=0,\"\",HLOOKUP(I15&J15&K15,$Y$5:$EQ$6,2,FALSE))","v":""},null,null,null,null,null,null,{"$f":"IF(OR(F15=\"\",N15=\"\"),\"\",HLOOKUP(F15,$Y$2:$AU$3,2,FALSE))","v":""},null,{"$f":"IF(N15=\"\",\"\",IF(M15=\"\",L15,M15)*IF(T15=\"\",S15,T15)*N15*(1-SUMIF(O15:R15,\"○\",$AP$9:$AS$9))/1000)","v":""},{"$f":"IF(ISERROR(U15),\"\",IF(U15=\"\",\"\",U15*'2_メイン'!$Z$19/1000))","v":""},{"$f":"IF(N15=\"\",\"\",IF(M15=\"\",L15,M15)*IF(T15=\"\",S15,T15)*N15/(1-HLOOKUP(I15,$Y$8:$AN$9,2,FALSE))/1000)","v":""},{"$f":"IF(ISERROR(W15),\"\",IF(W15=\"\",\"\",W15*'2_メイン'!$Z$19/1000))","v":""},{"$f":"IF(N15=\"\",\"\",IF(M15=\"\",L15,M15)*IF(T15=\"\",S15,T15)*N15/1000)","v":""},{"$f":"IF(ISERROR(Y15),\"\",IF(Y15=\"\",\"\",Y15*'2_メイン'!$Z$19/1000))","v":""},{"$f":"IF(AND(C15=\"\",D15=\"○\"),\"○\",\"\")","v":""},{"$f":"IF(N15=\"\",\"\",IF(M15=\"\",L15,M15)*IF(T15=\"\",S15,T15)*N15*SUMIF(O15:R15,\"○\",$AP$9:$AS$9)/1000)","v":""},{"$f":"IF(ISERROR(AB15),\"\",IF(AB15=\"\",\"\",AB15*'2_メイン'!$Z$19/1000))","v":""},{"$f":"HLOOKUP(I15,$FK$1:$FZ$2,2,FALSE)","v":{"$error":"#N/A"}},{"$f":"IF(U15=\"\",\"\",U15*'2_メイン'!$Z$20)","v":""},{"$f":"IF(W15=\"\",\"\",W15*'2_メイン'!$Z$20)","v":""},{"$f":"IF(OR(I15=$AD$8,I15=$AE$8),\"\",1)","v":1},{"$f":"IF(OR(I15=$AD$8,I15=$AE$8),\"\",2)","v":2},{"$f":"IF(OR(I15=$AD$8,I15=$AE$8),\"\",3)","v":3},null,null,null,null,null,null,null,null,null,null,null,null,null,null,null,null,null,null,null,null,null,null,null,null,null,null,null,null,null,null,null,null,null,null,null,null,null,null,null,null,null,null,null,null,null,null,null,null,null,null,null,null,null,null,null,null,null,null,null,null,null,null,null,null,null,null,null,null,null,null,null,null,null,null,null,null,null,null,null,null,null,null,null,null,null,null,null,null,null,null,null,null,null,null,null,null,null,null,null,null,null,null,null,null,null,null,null,null,null,null,null,null,null,null,null,null,null,null,null,null,null,null,null,null,null,150,null,null,null,null,null,null,null,null,null,null,null,null,null,null,null,null,140]
[null,2,null,null,null,null,null,null,null,null,null,{"$f":"IF(COUNTIF($Y$5:$EQ$6,I16&J16&K16)=0,\"\",HLOOKUP(I16&J16&K16,$Y$5:$EQ$6,2,FALSE))","v":""},null,null,null,null,null,null,{"$f":"IF(OR(F16=\"\",N16=\"\"),\"\",HLOOKUP(F16,$Y$2:$AU$3,2,FALSE))","v":""},null,{"$f":"IF(N16=\"\",\"\",IF(M16=\"\",L16,M16)*IF(T16=\"\",S16,T16)*N16*(1-SUMIF(O16:R16,\"○\",$AP$9:$AS$9))/1000)","v":""},{"$f":"IF(ISERROR(U16),\"\",IF(U16=\"\",\"\",U16*'2_メイン'!$Z$19/1000))","v":""},{"$f":"IF(N16=\"\",\"\",IF(M16=\"\",L16,M16)*IF(T16=\"\",S16,T16)*N16/(1-HLOOKUP(I16,$Y$8:$AN$9,2,FALSE))/1000)","v":""},{"$f":"IF(ISERROR(W16),\"\",IF(W16=\"\",\"\",W16*'2_メイン'!$Z$19/1000))","v":""},"",{"$f":"IF(ISERROR(Y16),\"\",IF(Y16=\"\",\"\",Y16*'2_メイン'!$Z$19/1000))","v":""},{"$f":"IF(AND(C16=\"\",D16=\"○\"),\"○\",\"\")","v":""},"",{"$f":"IF(ISERROR(AB16),\"\",IF(AB16=\"\",\"\",AB16*'2_メイン'!$Z$19/1000))","v":""},{"$f":"HLOOKUP(I16,$FK$1:$FZ$2,2,FALSE)","v":{"$error":"#N/A"}},{"$f":"IF(U16=\"\",\"\",U16*'2_メイン'!$Z$20)","v":""},{"$f":"IF(W16=\"\",\"\",W16*'2_メイン'!$Z$20)","v":""},{"$f":"IF(OR(I16=$AD$8,I16=$AE$8),\"\",1)","v":1},{"$f":"IF(OR(I16=$AD$8,I16=$AE$8),\"\",2)","v":2},{"$f":"IF(OR(I16=$AD$8,I16=$AE$8),\"\",3)","v":3},null,null,null,null,null,null,null,null,null,null,null,null,null,null,null,null,null,null,null,null,null,null,null,null,null,null,null,null,null,null,null,null,null,null,null,null,null,null,null,null,null,null,null,null,null,null,null,null,null,null,null,null,null,null,null,null,null,null,null,null,null,null,null,null,null,null,null,null,null,null,null,null,null,null,null,null,null,null,null,null,null,null,null,null,null,null,null,null,null,null,null,null,null,null,null,null,null,null,null,null,null,null,null,null,null,null,null,null,null,null,null,null,null,null,null,null,null,null,null,null,null,null,null,null,null,170,null,null,null,null,null,null,null,null,null,null,null,null,null,null,null,null,150]
[null,3,null,null,null,null,null,null,null,null,null,"",null,null,null,null,null,null,"",null,"",{"$f":"IF(ISERROR(U17),\"\",IF(U17=\"\",\"\",U17*'2_メイン'!$Z$19/1000))","v":""},"",{"$f":"IF(ISERROR(W17),\"\",IF(W17=\"\",\"\",W17*'2_メイン'!$Z$19/1000))","v":""},"",{"$f":"IF(ISERROR(Y17),\"\",IF(Y17=\"\",\"\",Y17*'2_メイン'!$Z$19/1000))","v":""},"","",{"$f":"IF(ISERROR(AB17),\"\",IF(AB17=\"\",\"\",AB17*'2_メイン'!$Z$19/1000))","v":""},{"$error":"#N/A"},{"$f":"IF(U17=\"\",\"\",U17*'2_メイン'!$Z$20)","v":""},{"$f":"IF(W17=\"\",\"\",W17*'2_メイン'!$Z$20)","v":""},1,2,3,null,null,null,null,null,null,null,null,null,null,null,null,null,null,null,null,null,null,null,null,null,null,null,null,null,null,null,null,null,null,null,null,null,null,null,null,null,null,null,null,null,null,null,null,null,null,null,null,null,null,null,null,null,null,null,null,null,null,null,null,null,null,null,null,null,null,null,null,null,null,null,null,null,null,null,null,null,null,null,null,null,null,null,null,null,null,null,null,null,null,null,null,null,null,null,null,null,null,null,null,null,null,null,null,null,null,null,null,null,null,null,null,null,null,null,null,null,null,null,null,null,null,null,null,null,200,null,null,null,null,null,null,null,null,null,null,null,null,null,null,null,null,170]
[null,4,null,null,null,null,null,null,null,null,null,"",null,null,null,null,null,null,"",null,"",{"$f":"IF(ISERROR(U18),\"\",IF(U18=\"\",\"\",U18*'2_メイン'!$Z$19/1000))","v":""},"",{"$f":"IF(ISERROR(W18),\"\",IF(W18=\"\",\"\",W18*'2_メイン'!$Z$19/1000))","v":""},"",{"$f":"IF(ISERROR(Y18),\"\",IF(Y18=\"\",\"\",Y18*'2_メイン'!$Z$19/1000))","v":""},"","",{"$f":"IF(ISERROR(AB18),\"\",IF(AB18=\"\",\"\",AB18*'2_メイン'!$Z$19/1000))","v":""},{"$error":"#N/A"},{"$f":"IF(U18=\"\",\"\",U18*'2_メイン'!$Z$20)","v":""},{"$f":"IF(W18=\"\",\"\",W18*'2_メイン'!$Z$20)","v":""},1,2,3,null,null,null,null,null,null,null,null,null,null,null,null,null,null,null,null,null,null,null,null,null,null,null,null,null,null,null,null,null,null,null,null,null,null,null,null,null,null,null,null,null,null,null,null,null,null,null,null,null,null,null,null,null,null,null,null,null,null,null,null,null,null,null,null,null,null,null,null,null,null,null,null,null,null,null,null,null,null,null,null,null,null,null,null,null,null,null,null,null,null,null,null,null,null,null,null,null,null,null,null,null,null,null,null,null,null,null,null,null,null,null,null,null,null,null,null,null,null,null,null,null,null,null,null,null,250,null,null,null,null,null,null,null,null,null,null,null,null,null,null,null,null,200]
[null,5,null,null,null,null,null,null,null,null,null,"",null,null,null,null,null,null,"",null,"",{"$f":"IF(ISERROR(U19),\"\",IF(U19=\"\",\"\",U19*'2_メイン'!$Z$19/1000))","v":""},"",{"$f":"IF(ISERROR(W19),\"\",IF(W19=\"\",\"\",W19*'2_メイン'!$Z$19/1000))","v":""},"",{"$f":"IF(ISERROR(Y19),\"\",IF(Y19=\"\",\"\",Y19*'2_メイン'!$Z$19/1000))","v":""},"","",{"$f":"IF(ISERROR(AB19),\"\",IF(AB19=\"\",\"\",AB19*'2_メイン'!$Z$19/1000))","v":""},{"$error":"#N/A"},{"$f":"IF(U19=\"\",\"\",U19*'2_メイン'!$Z$20)","v":""},{"$f":"IF(W19=\"\",\"\",W19*'2_メイン'!$Z$20)","v":""},1,2,3,null,null,null,null,null,null,null,null,null,null,null,null,null,null,null,null,null,null,null,null,null,null,null,null,null,null,null,null,null,null,null,null,null,null,null,null,null,null,null,null,null,null,null,null,null,null,null,null,null,null,null,null,null,null,null,null,null,null,null,null,null,null,null,null,null,null,null,null,null,null,null,null,null,null,null,null,null,null,null,null,null,null,null,null,null,null,null,null,null,null,null,null,null,null,null,null,null,null,null,null,null,null,null,null,null,null,null,null,null,null,null,null,null,null,null,null,null,null,null,null,null,null,null,null,null,300,null,null,null,null,null,null,null,null,null,null,null,null,null,null,null,null,250]
[null,6,null,null,null,null,null,null,null,null,null,"",null,null,null,null,null,null,"",null,"",{"$f":"IF(ISERROR(U20),\"\",IF(U20=\"\",\"\",U20*'2_メイン'!$Z$19/1000))","v":""},"",{"$f":"IF(ISERROR(W20),\"\",IF(W20=\"\",\"\",W20*'2_メイン'!$Z$19/1000))","v":""},"",{"$f":"IF(ISERROR(Y20),\"\",IF(Y20=\"\",\"\",Y20*'2_メイン'!$Z$19/1000))","v":""},"","",{"$f":"IF(ISERROR(AB20),\"\",IF(AB20=\"\",\"\",AB20*'2_メイン'!$Z$19/1000))","v":""},{"$error":"#N/A"},{"$f":"IF(U20=\"\",\"\",U20*'2_メイン'!$Z$20)","v":""},{"$f":"IF(W20=\"\",\"\",W20*'2_メイン'!$Z$20)","v":""},1,2,3,null,null,null,null,null,null,null,null,null,null,null,null,null,null,null,null,null,null,null,null,null,null,null,null,null,null,null,null,null,null,null,null,null,null,null,null,null,null,null,null,null,null,null,null,null,null,null,null,null,null,null,null,null,null,null,null,null,null,null,null,null,null,null,null,null,null,null,null,null,null,null,null,null,null,null,null,null,null,null,null,null,null,null,null,null,null,null,null,null,null,null,null,null,null,null,null,null,null,null,null,null,null,null,null,null,null,null,null,null,null,null,null,null,null,null,null,null,null,null,null,null,null,null,null,null,400,null,null,null,null,null,null,null,null,null,null,null,null,null,null,null,null,300]
[null,7,null,null,null,null,null,null,null,null,null,{"$f":"IF(COUNTIF($Y$5:$EQ$6,I21&J21&K21)=0,\"\",HLOOKUP(I21&J21&K21,$Y$5:$EQ$6,2,FALSE))","v":""},null,null,null,null,null,null,"",null,"",{"$f":"IF(ISERROR(U21),\"\",IF(U21=\"\",\"\",U21*'2_メイン'!$Z$19/1000))","v":""},"",{"$f":"IF(ISERROR(W21),\"\",IF(W21=\"\",\"\",W21*'2_メイン'!$Z$19/1000))","v":""},"",{"$f":"IF(ISERROR(Y21),\"\",IF(Y21=\"\",\"\",Y21*'2_メイン'!$Z$19/1000))","v":""},"","",{"$f":"IF(ISERROR(AB21),\"\",IF(AB21=\"\",\"\",AB21*'2_メイン'!$Z$19/1000))","v":""},{"$error":"#N/A"},{"$f":"IF(U21=\"\",\"\",U21*'2_メイン'!$Z$20)","v":""},{"$f":"IF(W21=\"\",\"\",W21*'2_メイン'!$Z$20)","v":""},1,2,3,null,null,null,null,null,null,null,null,null,null,null,null,null,null,null,null,null,null,null,null,null,null,null,null,null,null,null,null,null,null,null,null,null,null,null,null,null,null,null,null,null,null,null,null,null,null,null,null,null,null,null,null,null,null,null,null,null,null,null,null,null,null,null,null,null,null,null,null,null,null,null,null,null,null,null,null,null,null,null,null,null,null,null,null,null,null,null,null,null,null,null,null,null,null,null,null,null,null,null,null,null,null,null,null,null,null,null,null,null,null,null,null,null,null,null,null,null,null,null,null,null,null,null,null,null,500,null,null,null,null,null,null,null,null,null,null,null,null,null,null,null,null,400]
[null,8,null,null,null,null,null,null,null,null,null,"",null,null,null,null,null,null,"",null,"",{"$f":"IF(ISERROR(U22),\"\",IF(U22=\"\",\"\",U22*'2_メイン'!$Z$19/1000))","v":""},"",{"$f":"IF(ISERROR(W22),\"\",IF(W22=\"\",\"\",W22*'2_メイン'!$Z$19/1000))","v":""},"",{"$f":"IF(ISERROR(Y22),\"\",IF(Y22=\"\",\"\",Y22*'2_メイン'!$Z$19/1000))","v":""},"","",{"$f":"IF(ISERROR(AB22),\"\",IF(AB22=\"\",\"\",AB22*'2_メイン'!$Z$19/1000))","v":""},{"$error":"#N/A"},{"$f":"IF(U22=\"\",\"\",U22*'2_メイン'!$Z$20)","v":""},{"$f":"IF(W22=\"\",\"\",W22*'2_メイン'!$Z$20)","v":""},1,2,3,null,null,null,null,null,null,null,null,null,null,null,null,null,null,null,null,null,null,null,null,null,null,null,null,null,null,null,null,null,null,null,null,null,null,null,null,null,null,null,null,null,null,null,null,null,null,null,null,null,null,null,null,null,null,null,null,null,null,null,null,null,null,null,null,null,null,null,null,null,null,null,null,null,null,null,null,null,null,null,null,null,null,null,null,null,null,null,null,null,null,null,null,null,null,null,null,null,null,null,null,null,null,null,null,null,null,null,null,null,null,null,null,null,null,null,null,null,null,null,null,null,null,null,null,null,700,null,null,null,null,null,null,null,null,null,null,null,null,null,null,null,null,500]
[null,9,null,null,null,null,null,null,null,null,null,"",null,null,null,null,null,null,"",null,"",{"$f":"IF(ISERROR(U23),\"\",IF(U23=\"\",\"\",U23*'2_メイン'!$Z$19/1000))","v":""},"",{"$f":"IF(ISERROR(W23),\"\",IF(W23=\"\",\"\",W23*'2_メイン'!$Z$19/1000))","v":""},"",{"$f":"IF(ISERROR(Y23),\"\",IF(Y23=\"\",\"\",Y23*'2_メイン'!$Z$19/1000))","v":""},"","",{"$f":"IF(ISERROR(AB23),\"\",IF(AB23=\"\",\"\",AB23*'2_メイン'!$Z$19/1000))","v":""},{"$error":"#N/A"},{"$f":"IF(U23=\"\",\"\",U23*'2_メイン'!$Z$20)","v":""},{"$f":"IF(W23=\"\",\"\",W23*'2_メイン'!$Z$20)","v":""},1,2,3,null,null,null,null,null,null,null,null,null,null,null,null,null,null,null,null,null,null,null,null,null,null,null,null,null,null,null,null,null,null,null,null,null,null,null,null,null,null,null,null,null,null,null,null,null,null,null,null,null,null,null,null,null,null,null,null,null,null,null,null,null,null,null,null,null,null,null,null,null,null,null,null,null,null,null,null,null,null,null,null,null,null,null,null,null,null,null,null,null,null,null,null,null,null,null,null,null,null,null,null,null,null,null,null,null,null,null,null,null,null,null,null,null,null,null,null,null,null,null,null,null,null,null,null,null,1000,null,null,null,null,null,null,null,null,null,null,null,null,null,null,null,null,700]
[null,10,null,null,null,null,null,null,null,null,null,"",null,null,null,null,null,null,"",null,"",{"$f":"IF(ISERROR(U24),\"\",IF(U24=\"\",\"\",U24*'2_メイン'!$Z$19/1000))","v":""},"",{"$f":"IF(ISERROR(W24),\"\",IF(W24=\"\",\"\",W24*'2_メイン'!$Z$19/1000))","v":""},"",{"$f":"IF(ISERROR(Y24),\"\",IF(Y24=\"\",\"\",Y24*'2_メイン'!$Z$19/1000))","v":""},"","",{"$f":"IF(ISERROR(AB24),\"\",IF(AB24=\"\",\"\",AB24*'2_メイン'!$Z$19/1000))","v":""},{"$error":"#N/A"},{"$f":"IF(U24=\"\",\"\",U24*'2_メイン'!$Z$20)","v":""},{"$f":"IF(W24=\"\",\"\",W24*'2_メイン'!$Z$20)","v":""},1,2,3,null,null,null,null,null,null,null,null,null,null,null,null,null,null,null,null,null,null,null,null,null,null,null,null,null,null,null,null,null,null,null,null,null,null,null,null,null,null,null,null,null,null,null,null,null,null,null,null,null,null,null,null,null,null,null,null,null,null,null,null,null,null,null,null,null,null,null,null,null,null,null,null,null,null,null,null,null,null,null,null,null,null,null,null,null,null,null,null,null,null,null,null,null,null,null,null,null,null,null,null,null,null,null,null,null,null,null,null,null,null,null,null,null,null,null,null,null,null,null,null,null,null,null,null,null,1500,null,null,null,null,null,null,null,null,null,null,null,null,null,null,null,null,1000]
[null,11,null,null,null,null,null,null,null,null,null,"",null,null,null,null,null,null,"",null,"",{"$f":"IF(ISERROR(U25),\"\",IF(U25=\"\",\"\",U25*'2_メイン'!$Z$19/1000))","v":""},"",{"$f":"IF(ISERROR(W25),\"\",IF(W25=\"\",\"\",W25*'2_メイン'!$Z$19/1000))","v":""},"",{"$f":"IF(ISERROR(Y25),\"\",IF(Y25=\"\",\"\",Y25*'2_メイン'!$Z$19/1000))","v":""},"","",{"$f":"IF(ISERROR(AB25),\"\",IF(AB25=\"\",\"\",AB25*'2_メイン'!$Z$19/1000))","v":""},{"$error":"#N/A"},{"$f":"IF(U25=\"\",\"\",U25*'2_メイン'!$Z$20)","v":""},{"$f":"IF(W25=\"\",\"\",W25*'2_メイン'!$Z$20)","v":""},1,2,3,null,null,null,null,null,null,null,null,null,null,null,null,null,null,null,null,null,null,null,null,null,null,null,null,null,null,null,null,null,null,null,null,null,null,null,null,null,null,null,null,null,null,null,null,null,null,null,null,null,null,null,null,null,null,null,null,null,null,null,null,null,null,null,null,null,null,null,null,null,null,null,null,null,null,null,null,null,null,null,null,null,null,null,null,null,null,null,null,null,null,null,null,null,null,null,null,null,null,null,null,null,null,null,null,null,null,null,null,null,null,null,null,null,null,null,null,null,null,null,null,null,null,null,null,null,2000,null,null,null,null,null,null,null,null,null,null,null,null,null,null,null,null,1500]
[null,12,null,null,null,null,null,null,null,null,null,"",null,null,null,null,null,null,"",null,"",{"$f":"IF(ISERROR(U26),\"\",IF(U26=\"\",\"\",U26*'2_メイン'!$Z$19/1000))","v":""},"",{"$f":"IF(ISERROR(W26),\"\",IF(W26=\"\",\"\",W26*'2_メイン'!$Z$19/1000))","v":""},"",{"$f":"IF(ISERROR(Y26),\"\",IF(Y26=\"\",\"\",Y26*'2_メイン'!$Z$19/1000))","v":""},"","",{"$f":"IF(ISERROR(AB26),\"\",IF(AB26=\"\",\"\",AB26*'2_メイン'!$Z$19/1000))","v":""},{"$error":"#N/A"},{"$f":"IF(U26=\"\",\"\",U26*'2_メイン'!$Z$20)","v":""},{"$f":"IF(W26=\"\",\"\",W26*'2_メイン'!$Z$20)","v":""},1,2,3,null,null,null,null,null,null,null,null,null,null,null,null,null,null,null,null,null,null,null,null,null,null,null,null,null,null,null,null,null,null,null,null,null,null,null,null,null,null,null,null,null,null,null,null,null,null,null,null,null,null,null,null,null,null,null,null,null,null,null,null,null,null,null,null,null,null,null,null,null,null,null,null,null,null,null,null,null,null,null,null,null,null,null,null,null,null,null,null,null,null,null,null,null,null,null,null,null,null,null,null,null,null,null,null,null,null,null,null,null,null,null,null,null,null,null,null,null,null,null,null,null,null,null,null,null,null,null,null,null,null,null,null,null,null,null,null,null,null,null,null,null,null,2000]
[null,13,null,null,null,null,null,null,null,null,null,"",null,null,null,null,null,null,"",null,"",{"$f":"IF(ISERROR(U27),\"\",IF(U27=\"\",\"\",U27*'2_メイン'!$Z$19/1000))","v":""},"",{"$f":"IF(ISERROR(W27),\"\",IF(W27=\"\",\"\",W27*'2_メイン'!$Z$19/1000))","v":""},"",{"$f":"IF(ISERROR(Y27),\"\",IF(Y27=\"\",\"\",Y27*'2_メイン'!$Z$19/1000))","v":""},"","",{"$f":"IF(ISERROR(AB27),\"\",IF(AB27=\"\",\"\",AB27*'2_メイン'!$Z$19/1000))","v":""},{"$error":"#N/A"},{"$f":"IF(U27=\"\",\"\",U27*'2_メイン'!$Z$20)","v":""},{"$f":"IF(W27=\"\",\"\",W27*'2_メイン'!$Z$20)","v":""},1,2,3]
[null,14,null,null,null,null,null,null,null,null,null,{"$f":"IF(COUNTIF($Y$5:$EQ$6,I28&J28&K28)=0,\"\",HLOOKUP(I28&J28&K28,$Y$5:$EQ$6,2,FALSE))","v":""},null,null,null,null,null,null,"",null,"",{"$f":"IF(ISERROR(U28),\"\",IF(U28=\"\",\"\",U28*'2_メイン'!$Z$19/1000))","v":""},"",{"$f":"IF(ISERROR(W28),\"\",IF(W28=\"\",\"\",W28*'2_メイン'!$Z$19/1000))","v":""},"",{"$f":"IF(ISERROR(Y28),\"\",IF(Y28=\"\",\"\",Y28*'2_メイン'!$Z$19/1000))","v":""},"","",{"$f":"IF(ISERROR(AB28),\"\",IF(AB28=\"\",\"\",AB28*'2_メイン'!$Z$19/1000))","v":""},{"$error":"#N/A"},{"$f":"IF(U28=\"\",\"\",U28*'2_メイン'!$Z$20)","v":""},{"$f":"IF(W28=\"\",\"\",W28*'2_メイン'!$Z$20)","v":""},1,2,3]
[null,15,null,null,null,null,null,null,null,null,null,"",null,null,null,null,null,null,"",null,"",{"$f":"IF(ISERROR(U29),\"\",IF(U29=\"\",\"\",U29*'2_メイン'!$Z$19/1000))","v":""},"",{"$f":"IF(ISERROR(W29),\"\",IF(W29=\"\",\"\",W29*'2_メイン'!$Z$19/1000))","v":""},"",{"$f":"IF(ISERROR(Y29),\"\",IF(Y29=\"\",\"\",Y29*'2_メイン'!$Z$19/1000))","v":""},"","",{"$f":"IF(ISERROR(AB29),\"\",IF(AB29=\"\",\"\",AB29*'2_メイン'!$Z$19/1000))","v":""},{"$error":"#N/A"},{"$f":"IF(U29=\"\",\"\",U29*'2_メイン'!$Z$20)","v":""},{"$f":"IF(W29=\"\",\"\",W29*'2_メイン'!$Z$20)","v":""},1,2,3]
[null,16,null,null,null,null,null,null,null,null,null,"",null,null,null,null,null,null,"",null,"",{"$f":"IF(ISERROR(U30),\"\",IF(U30=\"\",\"\",U30*'2_メイン'!$Z$19/1000))","v":""},"",{"$f":"IF(ISERROR(W30),\"\",IF(W30=\"\",\"\",W30*'2_メイン'!$Z$19/1000))","v":""},"",{"$f":"IF(ISERROR(Y30),\"\",IF(Y30=\"\",\"\",Y30*'2_メイン'!$Z$19/1000))","v":""},"","",{"$f":"IF(ISERROR(AB30),\"\",IF(AB30=\"\",\"\",AB30*'2_メイン'!$Z$19/1000))","v":""},{"$error":"#N/A"},{"$f":"IF(U30=\"\",\"\",U30*'2_メイン'!$Z$20)","v":""},{"$f":"IF(W30=\"\",\"\",W30*'2_メイン'!$Z$20)","v":""},1,2,3]
[null,17,null,null,null,null,null,null,null,null,null,"",null,null,null,null,null,null,"",null,"",{"$f":"IF(ISERROR(U31),\"\",IF(U31=\"\",\"\",U31*'2_メイン'!$Z$19/1000))","v":""},"",{"$f":"IF(ISERROR(W31),\"\",IF(W31=\"\",\"\",W31*'2_メイン'!$Z$19/1000))","v":""},"",{"$f":"IF(ISERROR(Y31),\"\",IF(Y31=\"\",\"\",Y31*'2_メイン'!$Z$19/1000))","v":""},"","",{"$f":"IF(ISERROR(AB31),\"\",IF(AB31=\"\",\"\",AB31*'2_メイン'!$Z$19/1000))","v":""},{"$error":"#N/A"},{"$f":"IF(U31=\"\",\"\",U31*'2_メイン'!$Z$20)","v":""},{"$f":"IF(W31=\"\",\"\",W31*'2_メイン'!$Z$20)","v":""},1,2,3]
[null,18,null,null,null,null,null,null,null,null,null,"",null,null,null,null,null,null,"",null,"",{"$f":"IF(ISERROR(U32),\"\",IF(U32=\"\",\"\",U32*'2_メイン'!$Z$19/1000))","v":""},"",{"$f":"IF(ISERROR(W32),\"\",IF(W32=\"\",\"\",W32*'2_メイン'!$Z$19/1000))","v":""},"",{"$f":"IF(ISERROR(Y32),\"\",IF(Y32=\"\",\"\",Y32*'2_メイン'!$Z$19/1000))","v":""},"","",{"$f":"IF(ISERROR(AB32),\"\",IF(AB32=\"\",\"\",AB32*'2_メイン'!$Z$19/1000))","v":""},{"$error":"#N/A"},{"$f":"IF(U32=\"\",\"\",U32*'2_メイン'!$Z$20)","v":""},{"$f":"IF(W32=\"\",\"\",W32*'2_メイン'!$Z$20)","v":""},1,2,3]
[null,19,null,null,null,null,null,null,null,null,null,"",null,null,null,null,null,null,"",null,"",{"$f":"IF(ISERROR(U33),\"\",IF(U33=\"\",\"\",U33*'2_メイン'!$Z$19/1000))","v":""},"",{"$f":"IF(ISERROR(W33),\"\",IF(W33=\"\",\"\",W33*'2_メイン'!$Z$19/1000))","v":""},"",{"$f":"IF(ISERROR(Y33),\"\",IF(Y33=\"\",\"\",Y33*'2_メイン'!$Z$19/1000))","v":""},"","",{"$f":"IF(ISERROR(AB33),\"\",IF(AB33=\"\",\"\",AB33*'2_メイン'!$Z$19/1000))","v":""},{"$error":"#N/A"},{"$f":"IF(U33=\"\",\"\",U33*'2_メイン'!$Z$20)","v":""},{"$f":"IF(W33=\"\",\"\",W33*'2_メイン'!$Z$20)","v":""},1,2,3]
[null,20,null,null,null,null,null,null,null,null,null,"",null,null,null,null,null,null,"",null,"",{"$f":"IF(ISERROR(U34),\"\",IF(U34=\"\",\"\",U34*'2_メイン'!$Z$19/1000))","v":""},"",{"$f":"IF(ISERROR(W34),\"\",IF(W34=\"\",\"\",W34*'2_メイン'!$Z$19/1000))","v":""},"",{"$f":"IF(ISERROR(Y34),\"\",IF(Y34=\"\",\"\",Y34*'2_メイン'!$Z$19/1000))","v":""},"","",{"$f":"IF(ISERROR(AB34),\"\",IF(AB34=\"\",\"\",AB34*'2_メイン'!$Z$19/1000))","v":""},{"$error":"#N/A"},{"$f":"IF(U34=\"\",\"\",U34*'2_メイン'!$Z$20)","v":""},{"$f":"IF(W34=\"\",\"\",W34*'2_メイン'!$Z$20)","v":""},1,2,3]
[null,21,null,null,null,null,null,null,null,null,null,{"$f":"IF(COUNTIF($Y$5:$EQ$6,I35&J35&K35)=0,\"\",HLOOKUP(I35&J35&K35,$Y$5:$EQ$6,2,FALSE))","v":""},null,null,null,null,null,null,"",null,"",{"$f":"IF(ISERROR(U35),\"\",IF(U35=\"\",\"\",U35*'2_メイン'!$Z$19/1000))","v":""},"",{"$f":"IF(ISERROR(W35),\"\",IF(W35=\"\",\"\",W35*'2_メイン'!$Z$19/1000))","v":""},"",{"$f":"IF(ISERROR(Y35),\"\",IF(Y35=\"\",\"\",Y35*'2_メイン'!$Z$19/1000))","v":""},"","",{"$f":"IF(ISERROR(AB35),\"\",IF(AB35=\"\",\"\",AB35*'2_メイン'!$Z$19/1000))","v":""},{"$error":"#N/A"},{"$f":"IF(U35=\"\",\"\",U35*'2_メイン'!$Z$20)","v":""},{"$f":"IF(W35=\"\",\"\",W35*'2_メイン'!$Z$20)","v":""},1,2,3]
[null,22,null,null,null,null,null,null,null,null,null,"",null,null,null,null,null,null,"",null,"",{"$f":"IF(ISERROR(U36),\"\",IF(U36=\"\",\"\",U36*'2_メイン'!$Z$19/1000))","v":""},"",{"$f":"IF(ISERROR(W36),\"\",IF(W36=\"\",\"\",W36*'2_メイン'!$Z$19/1000))","v":""},"",{"$f":"IF(ISERROR(Y36),\"\",IF(Y36=\"\",\"\",Y36*'2_メイン'!$Z$19/1000))","v":""},"","",{"$f":"IF(ISERROR(AB36),\"\",IF(AB36=\"\",\"\",AB36*'2_メイン'!$Z$19/1000))","v":""},{"$error":"#N/A"},{"$f":"IF(U36=\"\",\"\",U36*'2_メイン'!$Z$20)","v":""},{"$f":"IF(W36=\"\",\"\",W36*'2_メイン'!$Z$20)","v":""},1,2,3]
[null,23,null,null,null,null,null,null,null,null,null,"",null,null,null,null,null,null,"",null,"",{"$f":"IF(ISERROR(U37),\"\",IF(U37=\"\",\"\",U37*'2_メイン'!$Z$19/1000))","v":""},"",{"$f":"IF(ISERROR(W37),\"\",IF(W37=\"\",\"\",W37*'2_メイン'!$Z$19/1000))","v":""},"",{"$f":"IF(ISERROR(Y37),\"\",IF(Y37=\"\",\"\",Y37*'2_メイン'!$Z$19/1000))","v":""},"","",{"$f":"IF(ISERROR(AB37),\"\",IF(AB37=\"\",\"\",AB37*'2_メイン'!$Z$19/1000))","v":""},{"$error":"#N/A"},{"$f":"IF(U37=\"\",\"\",U37*'2_メイン'!$Z$20)","v":""},{"$f":"IF(W37=\"\",\"\",W37*'2_メイン'!$Z$20)","v":""},1,2,3]
[null,24,null,null,null,null,null,null,null,null,null,"",null,null,null,null,null,null,"",null,"",{"$f":"IF(ISERROR(U38),\"\",IF(U38=\"\",\"\",U38*'2_メイン'!$Z$19/1000))","v":""},"",{"$f":"IF(ISERROR(W38),\"\",IF(W38=\"\",\"\",W38*'2_メイン'!$Z$19/1000))","v":""},"",{"$f":"IF(ISERROR(Y38),\"\",IF(Y38=\"\",\"\",Y38*'2_メイン'!$Z$19/1000))","v":""},"","",{"$f":"IF(ISERROR(AB38),\"\",IF(AB38=\"\",\"\",AB38*'2_メイン'!$Z$19/1000))","v":""},{"$error":"#N/A"},{"$f":"IF(U38=\"\",\"\",U38*'2_メイン'!$Z$20)","v":""},{"$f":"IF(W38=\"\",\"\",W38*'2_メイン'!$Z$20)","v":""},1,2,3]
[null,25,null,null,null,null,null,null,null,null,null,"",null,null,null,null,null,null,"",null,"",{"$f":"IF(ISERROR(U39),\"\",IF(U39=\"\",\"\",U39*'2_メイン'!$Z$19/1000))","v":""},"",{"$f":"IF(ISERROR(W39),\"\",IF(W39=\"\",\"\",W39*'2_メイン'!$Z$19/1000))","v":""},"",{"$f":"IF(ISERROR(Y39),\"\",IF(Y39=\"\",\"\",Y39*'2_メイン'!$Z$19/1000))","v":""},"","",{"$f":"IF(ISERROR(AB39),\"\",IF(AB39=\"\",\"\",AB39*'2_メイン'!$Z$19/1000))","v":""},{"$error":"#N/A"},{"$f":"IF(U39=\"\",\"\",U39*'2_メイン'!$Z$20)","v":""},{"$f":"IF(W39=\"\",\"\",W39*'2_メイン'!$Z$20)","v":""},1,2,3]
[null,26,null,null,null,null,null,null,null,null,null,"",null,null,null,null,null,null,"",null,"",{"$f":"IF(ISERROR(U40),\"\",IF(U40=\"\",\"\",U40*'2_メイン'!$Z$19/1000))","v":""},"",{"$f":"IF(ISERROR(W40),\"\",IF(W40=\"\",\"\",W40*'2_メイン'!$Z$19/1000))","v":""},"",{"$f":"IF(ISERROR(Y40),\"\",IF(Y40=\"\",\"\",Y40*'2_メイン'!$Z$19/1000))","v":""},"","",{"$f":"IF(ISERROR(AB40),\"\",IF(AB40=\"\",\"\",AB40*'2_メイン'!$Z$19/1000))","v":""},{"$error":"#N/A"},{"$f":"IF(U40=\"\",\"\",U40*'2_メイン'!$Z$20)","v":""},{"$f":"IF(W40=\"\",\"\",W40*'2_メイン'!$Z$20)","v":""},1,2,3]
[null,27,null,null,null,null,null,null,null,null,null,"",null,null,null,null,null,null,"",null,"",{"$f":"IF(ISERROR(U41),\"\",IF(U41=\"\",\"\",U41*'2_メイン'!$Z$19/1000))","v":""},"",{"$f":"IF(ISERROR(W41),\"\",IF(W41=\"\",\"\",W41*'2_メイン'!$Z$19/1000))","v":""},"",{"$f":"IF(ISERROR(Y41),\"\",IF(Y41=\"\",\"\",Y41*'2_メイン'!$Z$19/1000))","v":""},"","",{"$f":"IF(ISERROR(AB41),\"\",IF(AB41=\"\",\"\",AB41*'2_メイン'!$Z$19/1000))","v":""},{"$error":"#N/A"},{"$f":"IF(U41=\"\",\"\",U41*'2_メイン'!$Z$20)","v":""},{"$f":"IF(W41=\"\",\"\",W41*'2_メイン'!$Z$20)","v":""},1,2,3]
[null,28,null,null,null,null,null,null,null,null,null,{"$f":"IF(COUNTIF($Y$5:$EQ$6,I42&J42&K42)=0,\"\",HLOOKUP(I42&J42&K42,$Y$5:$EQ$6,2,FALSE))","v":""},null,null,null,null,null,null,"",null,"",{"$f":"IF(ISERROR(U42),\"\",IF(U42=\"\",\"\",U42*'2_メイン'!$Z$19/1000))","v":""},"",{"$f":"IF(ISERROR(W42),\"\",IF(W42=\"\",\"\",W42*'2_メイン'!$Z$19/1000))","v":""},"",{"$f":"IF(ISERROR(Y42),\"\",IF(Y42=\"\",\"\",Y42*'2_メイン'!$Z$19/1000))","v":""},"","",{"$f":"IF(ISERROR(AB42),\"\",IF(AB42=\"\",\"\",AB42*'2_メイン'!$Z$19/1000))","v":""},{"$error":"#N/A"},{"$f":"IF(U42=\"\",\"\",U42*'2_メイン'!$Z$20)","v":""},{"$f":"IF(W42=\"\",\"\",W42*'2_メイン'!$Z$20)","v":""},1,2,3]
[null,29,null,null,null,null,null,null,null,null,null,"",null,null,null,null,null,null,"",null,"",{"$f":"IF(ISERROR(U43),\"\",IF(U43=\"\",\"\",U43*'2_メイン'!$Z$19/1000))","v":""},"",{"$f":"IF(ISERROR(W43),\"\",IF(W43=\"\",\"\",W43*'2_メイン'!$Z$19/1000))","v":""},"",{"$f":"IF(ISERROR(Y43),\"\",IF(Y43=\"\",\"\",Y43*'2_メイン'!$Z$19/1000))","v":""},"","",{"$f":"IF(ISERROR(AB43),\"\",IF(AB43=\"\",\"\",AB43*'2_メイン'!$Z$19/1000))","v":""},{"$error":"#N/A"},{"$f":"IF(U43=\"\",\"\",U43*'2_メイン'!$Z$20)","v":""},{"$f":"IF(W43=\"\",\"\",W43*'2_メイン'!$Z$20)","v":""},1,2,3]
[null,30,null,null,null,null,null,null,null,null,null,"",null,null,null,null,null,null,"",null,"",{"$f":"IF(ISERROR(U44),\"\",IF(U44=\"\",\"\",U44*'2_メイン'!$Z$19/1000))","v":""},"",{"$f":"IF(ISERROR(W44),\"\",IF(W44=\"\",\"\",W44*'2_メイン'!$Z$19/1000))","v":""},"",{"$f":"IF(ISERROR(Y44),\"\",IF(Y44=\"\",\"\",Y44*'2_メイン'!$Z$19/1000))","v":""},"","",{"$f":"IF(ISERROR(AB44),\"\",IF(AB44=\"\",\"\",AB44*'2_メイン'!$Z$19/1000))","v":""},{"$error":"#N/A"},{"$f":"IF(U44=\"\",\"\",U44*'2_メイン'!$Z$20)","v":""},{"$f":"IF(W44=\"\",\"\",W44*'2_メイン'!$Z$20)","v":""},1,2,3]
[null,31,null,null,null,null,null,null,null,null,null,"",null,null,null,null,null,null,"",null,"",{"$f":"IF(ISERROR(U45),\"\",IF(U45=\"\",\"\",U45*'2_メイン'!$Z$19/1000))","v":""},"",{"$f":"IF(ISERROR(W45),\"\",IF(W45=\"\",\"\",W45*'2_メイン'!$Z$19/1000))","v":""},"",{"$f":"IF(ISERROR(Y45),\"\",IF(Y45=\"\",\"\",Y45*'2_メイン'!$Z$19/1000))","v":""},"","",{"$f":"IF(ISERROR(AB45),\"\",IF(AB45=\"\",\"\",AB45*'2_メイン'!$Z$19/1000))","v":""},{"$error":"#N/A"},{"$f":"IF(U45=\"\",\"\",U45*'2_メイン'!$Z$20)","v":""},{"$f":"IF(W45=\"\",\"\",W45*'2_メイン'!$Z$20)","v":""},1,2,3]
[null,32,null,null,null,null,null,null,null,null,null,"",null,null,null,null,null,null,"",null,"",{"$f":"IF(ISERROR(U46),\"\",IF(U46=\"\",\"\",U46*'2_メイン'!$Z$19/1000))","v":""},"",{"$f":"IF(ISERROR(W46),\"\",IF(W46=\"\",\"\",W46*'2_メイン'!$Z$19/1000))","v":""},"",{"$f":"IF(ISERROR(Y46),\"\",IF(Y46=\"\",\"\",Y46*'2_メイン'!$Z$19/1000))","v":""},"","",{"$f":"IF(ISERROR(AB46),\"\",IF(AB46=\"\",\"\",AB46*'2_メイン'!$Z$19/1000))","v":""},{"$error":"#N/A"},{"$f":"IF(U46=\"\",\"\",U46*'2_メイン'!$Z$20)","v":""},{"$f":"IF(W46=\"\",\"\",W46*'2_メイン'!$Z$20)","v":""},1,2,3]
[null,33,null,null,null,null,null,null,null,null,null,"",null,null,null,null,null,null,"",null,{"$f":"IF(N47=\"\",\"\",IF(M47=\"\",L47,M47)*IF(T47=\"\",S47,T47)*N47*(1-SUMIF(O47:R47,\"○\",$AP$9:$AS$9))/1000)","v":""},{"$f":"IF(ISERROR(U47),\"\",IF(U47=\"\",\"\",U47*'2_メイン'!$Z$19/1000))","v":""},{"$f":"IF(N47=\"\",\"\",IF(M47=\"\",L47,M47)*IF(T47=\"\",S47,T47)*N47/(1-HLOOKUP(I47,$Y$8:$AN$9,2,FALSE))/1000)","v":""},{"$f":"IF(ISERROR(W47),\"\",IF(W47=\"\",\"\",W47*'2_メイン'!$Z$19/1000))","v":""},{"$f":"IF(N47=\"\",\"\",IF(M47=\"\",L47,M47)*IF(T47=\"\",S47,T47)*N47/1000)","v":""},{"$f":"IF(ISERROR(Y47),\"\",IF(Y47=\"\",\"\",Y47*'2_メイン'!$Z$19/1000))","v":""},"",{"$f":"IF(N47=\"\",\"\",IF(M47=\"\",L47,M47)*IF(T47=\"\",S47,T47)*N47*SUMIF(O47:R47,\"○\",$AP$9:$AS$9)/1000)","v":""},{"$f":"IF(ISERROR(AB47),\"\",IF(AB47=\"\",\"\",AB47*'2_メイン'!$Z$19/1000))","v":""},{"$error":"#N/A"},{"$f":"IF(U47=\"\",\"\",U47*'2_メイン'!$Z$20)","v":""},{"$f":"IF(W47=\"\",\"\",W47*'2_メイン'!$Z$20)","v":""},1,2,3]
[null,34,null,null,null,null,null,null,null,null,null,"",null,null,null,null,null,null,"",null,"",{"$f":"IF(ISERROR(U48),\"\",IF(U48=\"\",\"\",U48*'2_メイン'!$Z$19/1000))","v":""},"",{"$f":"IF(ISERROR(W48),\"\",IF(W48=\"\",\"\",W48*'2_メイン'!$Z$19/1000))","v":""},"",{"$f":"IF(ISERROR(Y48),\"\",IF(Y48=\"\",\"\",Y48*'2_メイン'!$Z$19/1000))","v":""},"","",{"$f":"IF(ISERROR(AB48),\"\",IF(AB48=\"\",\"\",AB48*'2_メイン'!$Z$19/1000))","v":""},{"$error":"#N/A"},{"$f":"IF(U48=\"\",\"\",U48*'2_メイン'!$Z$20)","v":""},{"$f":"IF(W48=\"\",\"\",W48*'2_メイン'!$Z$20)","v":""},1,2,3]
[null,35,null,null,null,null,null,null,null,null,null,{"$f":"IF(COUNTIF($Y$5:$EQ$6,I49&J49&K49)=0,\"\",HLOOKUP(I49&J49&K49,$Y$5:$EQ$6,2,FALSE))","v":""},null,null,null,null,null,null,"",null,"",{"$f":"IF(ISERROR(U49),\"\",IF(U49=\"\",\"\",U49*'2_メイン'!$Z$19/1000))","v":""},"",{"$f":"IF(ISERROR(W49),\"\",IF(W49=\"\",\"\",W49*'2_メイン'!$Z$19/1000))","v":""},"",{"$f":"IF(ISERROR(Y49),\"\",IF(Y49=\"\",\"\",Y49*'2_メイン'!$Z$19/1000))","v":""},"","",{"$f":"IF(ISERROR(AB49),\"\",IF(AB49=\"\",\"\",AB49*'2_メイン'!$Z$19/1000))","v":""},{"$error":"#N/A"},{"$f":"IF(U49=\"\",\"\",U49*'2_メイン'!$Z$20)","v":""},{"$f":"IF(W49=\"\",\"\",W49*'2_メイン'!$Z$20)","v":""},1,2,3]
[null,36,null,null,null,null,null,null,null,null,null,"",null,null,null,null,null,null,"",null,"",{"$f":"IF(ISERROR(U50),\"\",IF(U50=\"\",\"\",U50*'2_メイン'!$Z$19/1000))","v":""},"",{"$f":"IF(ISERROR(W50),\"\",IF(W50=\"\",\"\",W50*'2_メイン'!$Z$19/1000))","v":""},"",{"$f":"IF(ISERROR(Y50),\"\",IF(Y50=\"\",\"\",Y50*'2_メイン'!$Z$19/1000))","v":""},"","",{"$f":"IF(ISERROR(AB50),\"\",IF(AB50=\"\",\"\",AB50*'2_メイン'!$Z$19/1000))","v":""},{"$error":"#N/A"},{"$f":"IF(U50=\"\",\"\",U50*'2_メイン'!$Z$20)","v":""},{"$f":"IF(W50=\"\",\"\",W50*'2_メイン'!$Z$20)","v":""},1,2,3]
[null,37,null,null,null,null,null,null,null,null,null,"",null,null,null,null,null,null,"",null,"",{"$f":"IF(ISERROR(U51),\"\",IF(U51=\"\",\"\",U51*'2_メイン'!$Z$19/1000))","v":""},"",{"$f":"IF(ISERROR(W51),\"\",IF(W51=\"\",\"\",W51*'2_メイン'!$Z$19/1000))","v":""},"",{"$f":"IF(ISERROR(Y51),\"\",IF(Y51=\"\",\"\",Y51*'2_メイン'!$Z$19/1000))","v":""},"","",{"$f":"IF(ISERROR(AB51),\"\",IF(AB51=\"\",\"\",AB51*'2_メイン'!$Z$19/1000))","v":""},{"$error":"#N/A"},{"$f":"IF(U51=\"\",\"\",U51*'2_メイン'!$Z$20)","v":""},{"$f":"IF(W51=\"\",\"\",W51*'2_メイン'!$Z$20)","v":""},1,2,3]
[null,38,null,null,null,null,null,null,null,null,null,"",null,null,null,null,null,null,"",null,"",{"$f":"IF(ISERROR(U52),\"\",IF(U52=\"\",\"\",U52*'2_メイン'!$Z$19/1000))","v":""},"",{"$f":"IF(ISERROR(W52),\"\",IF(W52=\"\",\"\",W52*'2_メイン'!$Z$19/1000))","v":""},"",{"$f":"IF(ISERROR(Y52),\"\",IF(Y52=\"\",\"\",Y52*'2_メイン'!$Z$19/1000))","v":""},"","",{"$f":"IF(ISERROR(AB52),\"\",IF(AB52=\"\",\"\",AB52*'2_メイン'!$Z$19/1000))","v":""},{"$error":"#N/A"},{"$f":"IF(U52=\"\",\"\",U52*'2_メイン'!$Z$20)","v":""},{"$f":"IF(W52=\"\",\"\",W52*'2_メイン'!$Z$20)","v":""},1,2,3]
[null,39,null,null,null,null,null,null,null,null,null,"",null,null,null,null,null,null,"",null,"",{"$f":"IF(ISERROR(U53),\"\",IF(U53=\"\",\"\",U53*'2_メイン'!$Z$19/1000))","v":""},"",{"$f":"IF(ISERROR(W53),\"\",IF(W53=\"\",\"\",W53*'2_メイン'!$Z$19/1000))","v":""},"",{"$f":"IF(ISERROR(Y53),\"\",IF(Y53=\"\",\"\",Y53*'2_メイン'!$Z$19/1000))","v":""},"","",{"$f":"IF(ISERROR(AB53),\"\",IF(AB53=\"\",\"\",AB53*'2_メイン'!$Z$19/1000))","v":""},{"$error":"#N/A"},{"$f":"IF(U53=\"\",\"\",U53*'2_メイン'!$Z$20)","v":""},{"$f":"IF(W53=\"\",\"\",W53*'2_メイン'!$Z$20)","v":""},1,2,3]
[null,40,null,null,null,null,null,null,null,null,null,"",null,null,null,null,null,null,"",null,"",{"$f":"IF(ISERROR(U54),\"\",IF(U54=\"\",\"\",U54*'2_メイン'!$Z$19/1000))","v":""},"",{"$f":"IF(ISERROR(W54),\"\",IF(W54=\"\",\"\",W54*'2_メイン'!$Z$19/1000))","v":""},"",{"$f":"IF(ISERROR(Y54),\"\",IF(Y54=\"\",\"\",Y54*'2_メイン'!$Z$19/1000))","v":""},"","",{"$f":"IF(ISERROR(AB54),\"\",IF(AB54=\"\",\"\",AB54*'2_メイン'!$Z$19/1000))","v":""},{"$error":"#N/A"},{"$f":"IF(U54=\"\",\"\",U54*'2_メイン'!$Z$20)","v":""},{"$f":"IF(W54=\"\",\"\",W54*'2_メイン'!$Z$20)","v":""},1,2,3]
[null,41,null,null,null,null,null,null,null,null,null,"",null,null,null,null,null,null,"",null,"",{"$f":"IF(ISERROR(U55),\"\",IF(U55=\"\",\"\",U55*'2_メイン'!$Z$19/1000))","v":""},"",{"$f":"IF(ISERROR(W55),\"\",IF(W55=\"\",\"\",W55*'2_メイン'!$Z$19/1000))","v":""},"",{"$f":"IF(ISERROR(Y55),\"\",IF(Y55=\"\",\"\",Y55*'2_メイン'!$Z$19/1000))","v":""},"","",{"$f":"IF(ISERROR(AB55),\"\",IF(AB55=\"\",\"\",AB55*'2_メイン'!$Z$19/1000))","v":""},{"$error":"#N/A"},{"$f":"IF(U55=\"\",\"\",U55*'2_メイン'!$Z$20)","v":""},{"$f":"IF(W55=\"\",\"\",W55*'2_メイン'!$Z$20)","v":""},1,2,3]
[null,42,null,null,null,null,null,null,null,null,null,{"$f":"IF(COUNTIF($Y$5:$EQ$6,I56&J56&K56)=0,\"\",HLOOKUP(I56&J56&K56,$Y$5:$EQ$6,2,FALSE))","v":""},null,null,null,null,null,null,"",null,"",{"$f":"IF(ISERROR(U56),\"\",IF(U56=\"\",\"\",U56*'2_メイン'!$Z$19/1000))","v":""},"",{"$f":"IF(ISERROR(W56),\"\",IF(W56=\"\",\"\",W56*'2_メイン'!$Z$19/1000))","v":""},"",{"$f":"IF(ISERROR(Y56),\"\",IF(Y56=\"\",\"\",Y56*'2_メイン'!$Z$19/1000))","v":""},"","",{"$f":"IF(ISERROR(AB56),\"\",IF(AB56=\"\",\"\",AB56*'2_メイン'!$Z$19/1000))","v":""},{"$error":"#N/A"},{"$f":"IF(U56=\"\",\"\",U56*'2_メイン'!$Z$20)","v":""},{"$f":"IF(W56=\"\",\"\",W56*'2_メイン'!$Z$20)","v":""},1,2,3]
[null,43,null,null,null,null,null,null,null,null,null,"",null,null,null,null,null,null,"",null,"",{"$f":"IF(ISERROR(U57),\"\",IF(U57=\"\",\"\",U57*'2_メイン'!$Z$19/1000))","v":""},"",{"$f":"IF(ISERROR(W57),\"\",IF(W57=\"\",\"\",W57*'2_メイン'!$Z$19/1000))","v":""},"",{"$f":"IF(ISERROR(Y57),\"\",IF(Y57=\"\",\"\",Y57*'2_メイン'!$Z$19/1000))","v":""},"","",{"$f":"IF(ISERROR(AB57),\"\",IF(AB57=\"\",\"\",AB57*'2_メイン'!$Z$19/1000))","v":""},{"$error":"#N/A"},{"$f":"IF(U57=\"\",\"\",U57*'2_メイン'!$Z$20)","v":""},{"$f":"IF(W57=\"\",\"\",W57*'2_メイン'!$Z$20)","v":""},1,2,3]
[null,44,null,null,null,null,null,null,null,null,null,"",null,null,null,null,null,null,"",null,"",{"$f":"IF(ISERROR(U58),\"\",IF(U58=\"\",\"\",U58*'2_メイン'!$Z$19/1000))","v":""},"",{"$f":"IF(ISERROR(W58),\"\",IF(W58=\"\",\"\",W58*'2_メイン'!$Z$19/1000))","v":""},"",{"$f":"IF(ISERROR(Y58),\"\",IF(Y58=\"\",\"\",Y58*'2_メイン'!$Z$19/1000))","v":""},"","",{"$f":"IF(ISERROR(AB58),\"\",IF(AB58=\"\",\"\",AB58*'2_メイン'!$Z$19/1000))","v":""},{"$error":"#N/A"},{"$f":"IF(U58=\"\",\"\",U58*'2_メイン'!$Z$20)","v":""},{"$f":"IF(W58=\"\",\"\",W58*'2_メイン'!$Z$20)","v":""},1,2,3]
[null,45,null,null,null,null,null,null,null,null,null,"",null,null,null,null,null,null,"",null,"",{"$f":"IF(ISERROR(U59),\"\",IF(U59=\"\",\"\",U59*'2_メイン'!$Z$19/1000))","v":""},"",{"$f":"IF(ISERROR(W59),\"\",IF(W59=\"\",\"\",W59*'2_メイン'!$Z$19/1000))","v":""},"",{"$f":"IF(ISERROR(Y59),\"\",IF(Y59=\"\",\"\",Y59*'2_メイン'!$Z$19/1000))","v":""},"","",{"$f":"IF(ISERROR(AB59),\"\",IF(AB59=\"\",\"\",AB59*'2_メイン'!$Z$19/1000))","v":""},{"$error":"#N/A"},{"$f":"IF(U59=\"\",\"\",U59*'2_メイン'!$Z$20)","v":""},{"$f":"IF(W59=\"\",\"\",W59*'2_メイン'!$Z$20)","v":""},1,2,3]
[null,46,null,null,null,null,null,null,null,null,null,"",null,null,null,null,null,null,"",null,"",{"$f":"IF(ISERROR(U60),\"\",IF(U60=\"\",\"\",U60*'2_メイン'!$Z$19/1000))","v":""},"",{"$f":"IF(ISERROR(W60),\"\",IF(W60=\"\",\"\",W60*'2_メイン'!$Z$19/1000))","v":""},"",{"$f":"IF(ISERROR(Y60),\"\",IF(Y60=\"\",\"\",Y60*'2_メイン'!$Z$19/1000))","v":""},"","",{"$f":"IF(ISERROR(AB60),\"\",IF(AB60=\"\",\"\",AB60*'2_メイン'!$Z$19/1000))","v":""},{"$error":"#N/A"},{"$f":"IF(U60=\"\",\"\",U60*'2_メイン'!$Z$20)","v":""},{"$f":"IF(W60=\"\",\"\",W60*'2_メイン'!$Z$20)","v":""},1,2,3]
[null,47,null,null,null,null,null,null,null,null,null,"",null,null,null,null,null,null,"",null,"",{"$f":"IF(ISERROR(U61),\"\",IF(U61=\"\",\"\",U61*'2_メイン'!$Z$19/1000))","v":""},"",{"$f":"IF(ISERROR(W61),\"\",IF(W61=\"\",\"\",W61*'2_メイン'!$Z$19/1000))","v":""},"",{"$f":"IF(ISERROR(Y61),\"\",IF(Y61=\"\",\"\",Y61*'2_メイン'!$Z$19/1000))","v":""},"","",{"$f":"IF(ISERROR(AB61),\"\",IF(AB61=\"\",\"\",AB61*'2_メイン'!$Z$19/1000))","v":""},{"$error":"#N/A"},{"$f":"IF(U61=\"\",\"\",U61*'2_メイン'!$Z$20)","v":""},{"$f":"IF(W61=\"\",\"\",W61*'2_メイン'!$Z$20)","v":""},1,2,3]
[null,48,null,null,null,null,null,null,null,null,null,"",null,null,null,null,null,null,"",null,"",{"$f":"IF(ISERROR(U62),\"\",IF(U62=\"\",\"\",U62*'2_メイン'!$Z$19/1000))","v":""},"",{"$f":"IF(ISERROR(W62),\"\",IF(W62=\"\",\"\",W62*'2_メイン'!$Z$19/1000))","v":""},"",{"$f":"IF(ISERROR(Y62),\"\",IF(Y62=\"\",\"\",Y62*'2_メイン'!$Z$19/1000))","v":""},"","",{"$f":"IF(ISERROR(AB62),\"\",IF(AB62=\"\",\"\",AB62*'2_メイン'!$Z$19/1000))","v":""},{"$error":"#N/A"},{"$f":"IF(U62=\"\",\"\",U62*'2_メイン'!$Z$20)","v":""},{"$f":"IF(W62=\"\",\"\",W62*'2_メイン'!$Z$20)","v":""},1,2,3]
[null,49,null,null,null,null,null,null,null,null,null,{"$f":"IF(COUNTIF($Y$5:$EQ$6,I63&J63&K63)=0,\"\",HLOOKUP(I63&J63&K63,$Y$5:$EQ$6,2,FALSE))","v":""},null,null,null,null,null,null,"",null,"",{"$f":"IF(ISERROR(U63),\"\",IF(U63=\"\",\"\",U63*'2_メイン'!$Z$19/1000))","v":""},"",{"$f":"IF(ISERROR(W63),\"\",IF(W63=\"\",\"\",W63*'2_メイン'!$Z$19/1000))","v":""},"",{"$f":"IF(ISERROR(Y63),\"\",IF(Y63=\"\",\"\",Y63*'2_メイン'!$Z$19/1000))","v":""},"","",{"$f":"IF(ISERROR(AB63),\"\",IF(AB63=\"\",\"\",AB63*'2_メイン'!$Z$19/1000))","v":""},{"$error":"#N/A"},{"$f":"IF(U63=\"\",\"\",U63*'2_メイン'!$Z$20)","v":""},{"$f":"IF(W63=\"\",\"\",W63*'2_メイン'!$Z$20)","v":""},1,2,3]
[null,50,null,null,null,null,null,null,null,null,null,"",null,null,null,null,null,null,"",null,"",{"$f":"IF(ISERROR(U64),\"\",IF(U64=\"\",\"\",U64*'2_メイン'!$Z$19/1000))","v":""},"",{"$f":"IF(ISERROR(W64),\"\",IF(W64=\"\",\"\",W64*'2_メイン'!$Z$19/1000))","v":""},"",{"$f":"IF(ISERROR(Y64),\"\",IF(Y64=\"\",\"\",Y64*'2_メイン'!$Z$19/1000))","v":""},"","",{"$f":"IF(ISERROR(AB64),\"\",IF(AB64=\"\",\"\",AB64*'2_メイン'!$Z$19/1000))","v":""},{"$error":"#N/A"},{"$f":"IF(U64=\"\",\"\",U64*'2_メイン'!$Z$20)","v":""},{"$f":"IF(W64=\"\",\"\",W64*'2_メイン'!$Z$20)","v":""},1,2,3]
[null,51,null,null,null,null,null,null,null,null,null,"",null,null,null,null,null,null,"",null,"",{"$f":"IF(ISERROR(U65),\"\",IF(U65=\"\",\"\",U65*'2_メイン'!$Z$19/1000))","v":""},"",{"$f":"IF(ISERROR(W65),\"\",IF(W65=\"\",\"\",W65*'2_メイン'!$Z$19/1000))","v":""},"",{"$f":"IF(ISERROR(Y65),\"\",IF(Y65=\"\",\"\",Y65*'2_メイン'!$Z$19/1000))","v":""},"","",{"$f":"IF(ISERROR(AB65),\"\",IF(AB65=\"\",\"\",AB65*'2_メイン'!$Z$19/1000))","v":""},{"$error":"#N/A"},{"$f":"IF(U65=\"\",\"\",U65*'2_メイン'!$Z$20)","v":""},{"$f":"IF(W65=\"\",\"\",W65*'2_メイン'!$Z$20)","v":""},1,2,3]
[null,52,null,null,null,null,null,null,null,null,null,"",null,null,null,null,null,null,"",null,"",{"$f":"IF(ISERROR(U66),\"\",IF(U66=\"\",\"\",U66*'2_メイン'!$Z$19/1000))","v":""},"",{"$f":"IF(ISERROR(W66),\"\",IF(W66=\"\",\"\",W66*'2_メイン'!$Z$19/1000))","v":""},"",{"$f":"IF(ISERROR(Y66),\"\",IF(Y66=\"\",\"\",Y66*'2_メイン'!$Z$19/1000))","v":""},"","",{"$f":"IF(ISERROR(AB66),\"\",IF(AB66=\"\",\"\",AB66*'2_メイン'!$Z$19/1000))","v":""},{"$error":"#N/A"},{"$f":"IF(U66=\"\",\"\",U66*'2_メイン'!$Z$20)","v":""},{"$f":"IF(W66=\"\",\"\",W66*'2_メイン'!$Z$20)","v":""},1,2,3]
[null,53,null,null,null,null,null,null,null,null,null,"",null,null,null,null,null,null,"",null,"",{"$f":"IF(ISERROR(U67),\"\",IF(U67=\"\",\"\",U67*'2_メイン'!$Z$19/1000))","v":""},"",{"$f":"IF(ISERROR(W67),\"\",IF(W67=\"\",\"\",W67*'2_メイン'!$Z$19/1000))","v":""},"",{"$f":"IF(ISERROR(Y67),\"\",IF(Y67=\"\",\"\",Y67*'2_メイン'!$Z$19/1000))","v":""},"","",{"$f":"IF(ISERROR(AB67),\"\",IF(AB67=\"\",\"\",AB67*'2_メイン'!$Z$19/1000))","v":""},{"$error":"#N/A"},{"$f":"IF(U67=\"\",\"\",U67*'2_メイン'!$Z$20)","v":""},{"$f":"IF(W67=\"\",\"\",W67*'2_メイン'!$Z$20)","v":""},1,2,3]
[null,54,null,null,null,null,null,null,null,null,null,"",null,null,null,null,null,null,"",null,"",{"$f":"IF(ISERROR(U68),\"\",IF(U68=\"\",\"\",U68*'2_メイン'!$Z$19/1000))","v":""},"",{"$f":"IF(ISERROR(W68),\"\",IF(W68=\"\",\"\",W68*'2_メイン'!$Z$19/1000))","v":""},"",{"$f":"IF(ISERROR(Y68),\"\",IF(Y68=\"\",\"\",Y68*'2_メイン'!$Z$19/1000))","v":""},"","",{"$f":"IF(ISERROR(AB68),\"\",IF(AB68=\"\",\"\",AB68*'2_メイン'!$Z$19/1000))","v":""},{"$error":"#N/A"},{"$f":"IF(U68=\"\",\"\",U68*'2_メイン'!$Z$20)","v":""},{"$f":"IF(W68=\"\",\"\",W68*'2_メイン'!$Z$20)","v":""},1,2,3]
[null,55,null,null,null,null,null,null,null,null,null,"",null,null,null,null,null,null,"",null,"",{"$f":"IF(ISERROR(U69),\"\",IF(U69=\"\",\"\",U69*'2_メイン'!$Z$19/1000))","v":""},"",{"$f":"IF(ISERROR(W69),\"\",IF(W69=\"\",\"\",W69*'2_メイン'!$Z$19/1000))","v":""},"",{"$f":"IF(ISERROR(Y69),\"\",IF(Y69=\"\",\"\",Y69*'2_メイン'!$Z$19/1000))","v":""},"","",{"$f":"IF(ISERROR(AB69),\"\",IF(AB69=\"\",\"\",AB69*'2_メイン'!$Z$19/1000))","v":""},{"$error":"#N/A"},{"$f":"IF(U69=\"\",\"\",U69*'2_メイン'!$Z$20)","v":""},{"$f":"IF(W69=\"\",\"\",W69*'2_メイン'!$Z$20)","v":""},1,2,3]
[null,56,null,null,null,null,null,null,null,null,null,{"$f":"IF(COUNTIF($Y$5:$EQ$6,I70&J70&K70)=0,\"\",HLOOKUP(I70&J70&K70,$Y$5:$EQ$6,2,FALSE))","v":""},null,null,null,null,null,null,"",null,"",{"$f":"IF(ISERROR(U70),\"\",IF(U70=\"\",\"\",U70*'2_メイン'!$Z$19/1000))","v":""},"",{"$f":"IF(ISERROR(W70),\"\",IF(W70=\"\",\"\",W70*'2_メイン'!$Z$19/1000))","v":""},"",{"$f":"IF(ISERROR(Y70),\"\",IF(Y70=\"\",\"\",Y70*'2_メイン'!$Z$19/1000))","v":""},"","",{"$f":"IF(ISERROR(AB70),\"\",IF(AB70=\"\",\"\",AB70*'2_メイン'!$Z$19/1000))","v":""},{"$error":"#N/A"},{"$f":"IF(U70=\"\",\"\",U70*'2_メイン'!$Z$20)","v":""},{"$f":"IF(W70=\"\",\"\",W70*'2_メイン'!$Z$20)","v":""},1,2,3]
[null,57,null,null,null,null,null,null,null,null,null,"",null,null,null,null,null,null,"",null,"",{"$f":"IF(ISERROR(U71),\"\",IF(U71=\"\",\"\",U71*'2_メイン'!$Z$19/1000))","v":""},"",{"$f":"IF(ISERROR(W71),\"\",IF(W71=\"\",\"\",W71*'2_メイン'!$Z$19/1000))","v":""},"",{"$f":"IF(ISERROR(Y71),\"\",IF(Y71=\"\",\"\",Y71*'2_メイン'!$Z$19/1000))","v":""},"","",{"$f":"IF(ISERROR(AB71),\"\",IF(AB71=\"\",\"\",AB71*'2_メイン'!$Z$19/1000))","v":""},{"$error":"#N/A"},{"$f":"IF(U71=\"\",\"\",U71*'2_メイン'!$Z$20)","v":""},{"$f":"IF(W71=\"\",\"\",W71*'2_メイン'!$Z$20)","v":""},1,2,3]
[null,58,null,null,null,null,null,null,null,null,null,"",null,null,null,null,null,null,"",null,"",{"$f":"IF(ISERROR(U72),\"\",IF(U72=\"\",\"\",U72*'2_メイン'!$Z$19/1000))","v":""},"",{"$f":"IF(ISERROR(W72),\"\",IF(W72=\"\",\"\",W72*'2_メイン'!$Z$19/1000))","v":""},"",{"$f":"IF(ISERROR(Y72),\"\",IF(Y72=\"\",\"\",Y72*'2_メイン'!$Z$19/1000))","v":""},"","",{"$f":"IF(ISERROR(AB72),\"\",IF(AB72=\"\",\"\",AB72*'2_メイン'!$Z$19/1000))","v":""},{"$error":"#N/A"},{"$f":"IF(U72=\"\",\"\",U72*'2_メイン'!$Z$20)","v":""},{"$f":"IF(W72=\"\",\"\",W72*'2_メイン'!$Z$20)","v":""},1,2,3]
[null,59,null,null,null,null,null,null,null,null,null,"",null,null,null,null,null,null,"",null,"",{"$f":"IF(ISERROR(U73),\"\",IF(U73=\"\",\"\",U73*'2_メイン'!$Z$19/1000))","v":""},"",{"$f":"IF(ISERROR(W73),\"\",IF(W73=\"\",\"\",W73*'2_メイン'!$Z$19/1000))","v":""},"",{"$f":"IF(ISERROR(Y73),\"\",IF(Y73=\"\",\"\",Y73*'2_メイン'!$Z$19/1000))","v":""},"","",{"$f":"IF(ISERROR(AB73),\"\",IF(AB73=\"\",\"\",AB73*'2_メイン'!$Z$19/1000))","v":""},{"$error":"#N/A"},{"$f":"IF(U73=\"\",\"\",U73*'2_メイン'!$Z$20)","v":""},{"$f":"IF(W73=\"\",\"\",W73*'2_メイン'!$Z$20)","v":""},1,2,3]
[null,60,null,null,null,null,null,null,null,null,null,"",null,null,null,null,null,null,"",null,"",{"$f":"IF(ISERROR(U74),\"\",IF(U74=\"\",\"\",U74*'2_メイン'!$Z$19/1000))","v":""},"",{"$f":"IF(ISERROR(W74),\"\",IF(W74=\"\",\"\",W74*'2_メイン'!$Z$19/1000))","v":""},"",{"$f":"IF(ISERROR(Y74),\"\",IF(Y74=\"\",\"\",Y74*'2_メイン'!$Z$19/1000))","v":""},"","",{"$f":"IF(ISERROR(AB74),\"\",IF(AB74=\"\",\"\",AB74*'2_メイン'!$Z$19/1000))","v":""},{"$error":"#N/A"},{"$f":"IF(U74=\"\",\"\",U74*'2_メイン'!$Z$20)","v":""},{"$f":"IF(W74=\"\",\"\",W74*'2_メイン'!$Z$20)","v":""},1,2,3]
[null,61,null,null,null,null,null,null,null,null,null,"",null,null,null,null,null,null,"",null,"",{"$f":"IF(ISERROR(U75),\"\",IF(U75=\"\",\"\",U75*'2_メイン'!$Z$19/1000))","v":""},"",{"$f":"IF(ISERROR(W75),\"\",IF(W75=\"\",\"\",W75*'2_メイン'!$Z$19/1000))","v":""},"",{"$f":"IF(ISERROR(Y75),\"\",IF(Y75=\"\",\"\",Y75*'2_メイン'!$Z$19/1000))","v":""},"","",{"$f":"IF(ISERROR(AB75),\"\",IF(AB75=\"\",\"\",AB75*'2_メイン'!$Z$19/1000))","v":""},{"$error":"#N/A"},{"$f":"IF(U75=\"\",\"\",U75*'2_メイン'!$Z$20)","v":""},{"$f":"IF(W75=\"\",\"\",W75*'2_メイン'!$Z$20)","v":""},1,2,3]
[null,62,null,null,null,null,null,null,null,null,null,"",null,null,null,null,null,null,"",null,"",{"$f":"IF(ISERROR(U76),\"\",IF(U76=\"\",\"\",U76*'2_メイン'!$Z$19/1000))","v":""},"",{"$f":"IF(ISERROR(W76),\"\",IF(W76=\"\",\"\",W76*'2_メイン'!$Z$19/1000))","v":""},"",{"$f":"IF(ISERROR(Y76),\"\",IF(Y76=\"\",\"\",Y76*'2_メイン'!$Z$19/1000))","v":""},"","",{"$f":"IF(ISERROR(AB76),\"\",IF(AB76=\"\",\"\",AB76*'2_メイン'!$Z$19/1000))","v":""},{"$error":"#N/A"},{"$f":"IF(U76=\"\",\"\",U76*'2_メイン'!$Z$20)","v":""},{"$f":"IF(W76=\"\",\"\",W76*'2_メイン'!$Z$20)","v":""},1,2,3]
[null,63,null,null,null,null,null,null,null,null,null,{"$f":"IF(COUNTIF($Y$5:$EQ$6,I77&J77&K77)=0,\"\",HLOOKUP(I77&J77&K77,$Y$5:$EQ$6,2,FALSE))","v":""},null,null,null,null,null,null,"",null,"",{"$f":"IF(ISERROR(U77),\"\",IF(U77=\"\",\"\",U77*'2_メイン'!$Z$19/1000))","v":""},"",{"$f":"IF(ISERROR(W77),\"\",IF(W77=\"\",\"\",W77*'2_メイン'!$Z$19/1000))","v":""},"",{"$f":"IF(ISERROR(Y77),\"\",IF(Y77=\"\",\"\",Y77*'2_メイン'!$Z$19/1000))","v":""},"","",{"$f":"IF(ISERROR(AB77),\"\",IF(AB77=\"\",\"\",AB77*'2_メイン'!$Z$19/1000))","v":""},{"$error":"#N/A"},{"$f":"IF(U77=\"\",\"\",U77*'2_メイン'!$Z$20)","v":""},{"$f":"IF(W77=\"\",\"\",W77*'2_メイン'!$Z$20)","v":""},1,2,3]
[null,64,null,null,null,null,null,null,null,null,null,"",null,null,null,null,null,null,"",null,"",{"$f":"IF(ISERROR(U78),\"\",IF(U78=\"\",\"\",U78*'2_メイン'!$Z$19/1000))","v":""},"",{"$f":"IF(ISERROR(W78),\"\",IF(W78=\"\",\"\",W78*'2_メイン'!$Z$19/1000))","v":""},"",{"$f":"IF(ISERROR(Y78),\"\",IF(Y78=\"\",\"\",Y78*'2_メイン'!$Z$19/1000))","v":""},"","",{"$f":"IF(ISERROR(AB78),\"\",IF(AB78=\"\",\"\",AB78*'2_メイン'!$Z$19/1000))","v":""},{"$error":"#N/A"},{"$f":"IF(U78=\"\",\"\",U78*'2_メイン'!$Z$20)","v":""},{"$f":"IF(W78=\"\",\"\",W78*'2_メイン'!$Z$20)","v":""},1,2,3]
[null,65,null,null,null,null,null,null,null,null,null,{"$f":"IF(COUNTIF($Y$5:$EQ$6,I79&J79&K79)=0,\"\",HLOOKUP(I79&J79&K79,$Y$5:$EQ$6,2,FALSE))","v":""},null,null,null,null,null,null,"",null,{"$f":"IF(N79=\"\",\"\",IF(M79=\"\",L79,M79)*IF(T79=\"\",S79,T79)*N79*(1-SUMIF(O79:R79,\"○\",$AP$9:$AS$9))/1000)","v":""},{"$f":"IF(ISERROR(U79),\"\",IF(U79=\"\",\"\",U79*'2_メイン'!$Z$19/1000))","v":""},{"$f":"IF(N79=\"\",\"\",IF(M79=\"\",L79,M79)*IF(T79=\"\",S79,T79)*N79/(1-HLOOKUP(I79,$Y$8:$AN$9,2,FALSE))/1000)","v":""},{"$f":"IF(ISERROR(W79),\"\",IF(W79=\"\",\"\",W79*'2_メイン'!$Z$19/1000))","v":""},{"$f":"IF(N79=\"\",\"\",IF(M79=\"\",L79,M79)*IF(T79=\"\",S79,T79)*N79/1000)","v":""},{"$f":"IF(ISERROR(Y79),\"\",IF(Y79=\"\",\"\",Y79*'2_メイン'!$Z$19/1000))","v":""},"",{"$f":"IF(N79=\"\",\"\",IF(M79=\"\",L79,M79)*IF(T79=\"\",S79,T79)*N79*SUMIF(O79:R79,\"○\",$AP$9:$AS$9)/1000)","v":""},{"$f":"IF(ISERROR(AB79),\"\",IF(AB79=\"\",\"\",AB79*'2_メイン'!$Z$19/1000))","v":""},{"$error":"#N/A"},{"$f":"IF(U79=\"\",\"\",U79*'2_メイン'!$Z$20)","v":""},{"$f":"IF(W79=\"\",\"\",W79*'2_メイン'!$Z$20)","v":""},1,2,3]
[null,66,null,null,null,null,null,null,null,null,null,"",null,null,null,null,null,null,{"$f":"IF(OR(F80=\"\",N80=\"\"),\"\",HLOOKUP(F80,$Y$2:$AU$3,2,FALSE))","v":""},null,"",{"$f":"IF(ISERROR(U80),\"\",IF(U80=\"\",\"\",U80*'2_メイン'!$Z$19/1000))","v":""},"",{"$f":"IF(ISERROR(W80),\"\",IF(W80=\"\",\"\",W80*'2_メイン'!$Z$19/1000))","v":""},"",{"$f":"IF(ISERROR(Y80),\"\",IF(Y80=\"\",\"\",Y80*'2_メイン'!$Z$19/1000))","v":""},{"$f":"IF(AND(C80=\"\",D80=\"○\"),\"○\",\"\")","v":""},"",{"$f":"IF(ISERROR(AB80),\"\",IF(AB80=\"\",\"\",AB80*'2_メイン'!$Z$19/1000))","v":""},{"$f":"HLOOKUP(I80,$FK$1:$FZ$2,2,FALSE)","v":{"$error":"#N/A"}},{"$f":"IF(U80=\"\",\"\",U80*'2_メイン'!$Z$20)","v":""},{"$f":"IF(W80=\"\",\"\",W80*'2_メイン'!$Z$20)","v":""},{"$f":"IF(OR(I80=$AD$8,I80=$AE$8),\"\",1)","v":1},{"$f":"IF(OR(I80=$AD$8,I80=$AE$8),\"\",2)","v":2},{"$f":"IF(OR(I80=$AD$8,I80=$AE$8),\"\",3)","v":3}]
[null,67,null,null,null,null,null,null,null,null,null,"",null,null,null,null,null,null,"",null,"",{"$f":"IF(ISERROR(U81),\"\",IF(U81=\"\",\"\",U81*'2_メイン'!$Z$19/1000))","v":""},"",{"$f":"IF(ISERROR(W81),\"\",IF(W81=\"\",\"\",W81*'2_メイン'!$Z$19/1000))","v":""},"",{"$f":"IF(ISERROR(Y81),\"\",IF(Y81=\"\",\"\",Y81*'2_メイン'!$Z$19/1000))","v":""},"","",{"$f":"IF(ISERROR(AB81),\"\",IF(AB81=\"\",\"\",AB81*'2_メイン'!$Z$19/1000))","v":""},{"$error":"#N/A"},{"$f":"IF(U81=\"\",\"\",U81*'2_メイン'!$Z$20)","v":""},{"$f":"IF(W81=\"\",\"\",W81*'2_メイン'!$Z$20)","v":""},1,2,3]
[null,68,null,null,null,null,null,null,null,null,null,"",null,null,null,null,null,null,"",null,"",{"$f":"IF(ISERROR(U82),\"\",IF(U82=\"\",\"\",U82*'2_メイン'!$Z$19/1000))","v":""},"",{"$f":"IF(ISERROR(W82),\"\",IF(W82=\"\",\"\",W82*'2_メイン'!$Z$19/1000))","v":""},"",{"$f":"IF(ISERROR(Y82),\"\",IF(Y82=\"\",\"\",Y82*'2_メイン'!$Z$19/1000))","v":""},"","",{"$f":"IF(ISERROR(AB82),\"\",IF(AB82=\"\",\"\",AB82*'2_メイン'!$Z$19/1000))","v":""},{"$error":"#N/A"},{"$f":"IF(U82=\"\",\"\",U82*'2_メイン'!$Z$20)","v":""},{"$f":"IF(W82=\"\",\"\",W82*'2_メイン'!$Z$20)","v":""},1,2,3]
[null,69,null,null,null,null,null,null,null,null,null,"",null,null,null,null,null,null,"",null,"",{"$f":"IF(ISERROR(U83),\"\",IF(U83=\"\",\"\",U83*'2_メイン'!$Z$19/1000))","v":""},"",{"$f":"IF(ISERROR(W83),\"\",IF(W83=\"\",\"\",W83*'2_メイン'!$Z$19/1000))","v":""},"",{"$f":"IF(ISERROR(Y83),\"\",IF(Y83=\"\",\"\",Y83*'2_メイン'!$Z$19/1000))","v":""},"","",{"$f":"IF(ISERROR(AB83),\"\",IF(AB83=\"\",\"\",AB83*'2_メイン'!$Z$19/1000))","v":""},{"$error":"#N/A"},{"$f":"IF(U83=\"\",\"\",U83*'2_メイン'!$Z$20)","v":""},{"$f":"IF(W83=\"\",\"\",W83*'2_メイン'!$Z$20)","v":""},1,2,3]
[null,70,null,null,null,null,null,null,null,null,null,"",null,null,null,null,null,null,"",null,"",{"$f":"IF(ISERROR(U84),\"\",IF(U84=\"\",\"\",U84*'2_メイン'!$Z$19/1000))","v":""},"",{"$f":"IF(ISERROR(W84),\"\",IF(W84=\"\",\"\",W84*'2_メイン'!$Z$19/1000))","v":""},"",{"$f":"IF(ISERROR(Y84),\"\",IF(Y84=\"\",\"\",Y84*'2_メイン'!$Z$19/1000))","v":""},"","",{"$f":"IF(ISERROR(AB84),\"\",IF(AB84=\"\",\"\",AB84*'2_メイン'!$Z$19/1000))","v":""},{"$error":"#N/A"},{"$f":"IF(U84=\"\",\"\",U84*'2_メイン'!$Z$20)","v":""},{"$f":"IF(W84=\"\",\"\",W84*'2_メイン'!$Z$20)","v":""},1,2,3]
[null,71,null,null,null,null,null,null,null,null,null,"",null,null,null,null,null,null,"",null,"",{"$f":"IF(ISERROR(U85),\"\",IF(U85=\"\",\"\",U85*'2_メイン'!$Z$19/1000))","v":""},"",{"$f":"IF(ISERROR(W85),\"\",IF(W85=\"\",\"\",W85*'2_メイン'!$Z$19/1000))","v":""},"",{"$f":"IF(ISERROR(Y85),\"\",IF(Y85=\"\",\"\",Y85*'2_メイン'!$Z$19/1000))","v":""},"","",{"$f":"IF(ISERROR(AB85),\"\",IF(AB85=\"\",\"\",AB85*'2_メイン'!$Z$19/1000))","v":""},{"$error":"#N/A"},{"$f":"IF(U85=\"\",\"\",U85*'2_メイン'!$Z$20)","v":""},{"$f":"IF(W85=\"\",\"\",W85*'2_メイン'!$Z$20)","v":""},1,2,3]
[null,72,null,null,null,null,null,null,null,null,null,"",null,null,null,null,null,null,"",null,"",{"$f":"IF(ISERROR(U86),\"\",IF(U86=\"\",\"\",U86*'2_メイン'!$Z$19/1000))","v":""},"",{"$f":"IF(ISERROR(W86),\"\",IF(W86=\"\",\"\",W86*'2_メイン'!$Z$19/1000))","v":""},"",{"$f":"IF(ISERROR(Y86),\"\",IF(Y86=\"\",\"\",Y86*'2_メイン'!$Z$19/1000))","v":""},"","",{"$f":"IF(ISERROR(AB86),\"\",IF(AB86=\"\",\"\",AB86*'2_メイン'!$Z$19/1000))","v":""},{"$error":"#N/A"},{"$f":"IF(U86=\"\",\"\",U86*'2_メイン'!$Z$20)","v":""},{"$f":"IF(W86=\"\",\"\",W86*'2_メイン'!$Z$20)","v":""},1,2,3]
[null,73,null,null,null,null,null,null,null,null,null,"",null,null,null,null,null,null,"",null,"",{"$f":"IF(ISERROR(U87),\"\",IF(U87=\"\",\"\",U87*'2_メイン'!$Z$19/1000))","v":""},"",{"$f":"IF(ISERROR(W87),\"\",IF(W87=\"\",\"\",W87*'2_メイン'!$Z$19/1000))","v":""},"",{"$f":"IF(ISERROR(Y87),\"\",IF(Y87=\"\",\"\",Y87*'2_メイン'!$Z$19/1000))","v":""},"","",{"$f":"IF(ISERROR(AB87),\"\",IF(AB87=\"\",\"\",AB87*'2_メイン'!$Z$19/1000))","v":""},{"$error":"#N/A"},{"$f":"IF(U87=\"\",\"\",U87*'2_メイン'!$Z$20)","v":""},{"$f":"IF(W87=\"\",\"\",W87*'2_メイン'!$Z$20)","v":""},1,2,3]
[null,74,null,null,null,null,null,null,null,null,null,"",null,null,null,null,null,null,"",null,"",{"$f":"IF(ISERROR(U88),\"\",IF(U88=\"\",\"\",U88*'2_メイン'!$Z$19/1000))","v":""},"",{"$f":"IF(ISERROR(W88),\"\",IF(W88=\"\",\"\",W88*'2_メイン'!$Z$19/1000))","v":""},"",{"$f":"IF(ISERROR(Y88),\"\",IF(Y88=\"\",\"\",Y88*'2_メイン'!$Z$19/1000))","v":""},"","",{"$f":"IF(ISERROR(AB88),\"\",IF(AB88=\"\",\"\",AB88*'2_メイン'!$Z$19/1000))","v":""},{"$error":"#N/A"},{"$f":"IF(U88=\"\",\"\",U88*'2_メイン'!$Z$20)","v":""},{"$f":"IF(W88=\"\",\"\",W88*'2_メイン'!$Z$20)","v":""},1,2,3]
[null,75,null,null,null,null,null,null,null,null,null,"",null,null,null,null,null,null,"",null,"",{"$f":"IF(ISERROR(U89),\"\",IF(U89=\"\",\"\",U89*'2_メイン'!$Z$19/1000))","v":""},"",{"$f":"IF(ISERROR(W89),\"\",IF(W89=\"\",\"\",W89*'2_メイン'!$Z$19/1000))","v":""},"",{"$f":"IF(ISERROR(Y89),\"\",IF(Y89=\"\",\"\",Y89*'2_メイン'!$Z$19/1000))","v":""},"","",{"$f":"IF(ISERROR(AB89),\"\",IF(AB89=\"\",\"\",AB89*'2_メイン'!$Z$19/1000))","v":""},{"$error":"#N/A"},{"$f":"IF(U89=\"\",\"\",U89*'2_メイン'!$Z$20)","v":""},{"$f":"IF(W89=\"\",\"\",W89*'2_メイン'!$Z$20)","v":""},1,2,3]
[null,76,null,null,null,null,null,null,null,null,null,"",null,null,null,null,null,null,"",null,"",{"$f":"IF(ISERROR(U90),\"\",IF(U90=\"\",\"\",U90*'2_メイン'!$Z$19/1000))","v":""},"",{"$f":"IF(ISERROR(W90),\"\",IF(W90=\"\",\"\",W90*'2_メイン'!$Z$19/1000))","v":""},"",{"$f":"IF(ISERROR(Y90),\"\",IF(Y90=\"\",\"\",Y90*'2_メイン'!$Z$19/1000))","v":""},"","",{"$f":"IF(ISERROR(AB90),\"\",IF(AB90=\"\",\"\",AB90*'2_メイン'!$Z$19/1000))","v":""},{"$error":"#N/A"},{"$f":"IF(U90=\"\",\"\",U90*'2_メイン'!$Z$20)","v":""},{"$f":"IF(W90=\"\",\"\",W90*'2_メイン'!$Z$20)","v":""},1,2,3]
[null,77,null,null,null,null,null,null,null,null,null,"",null,null,null,null,null,null,"",null,"",{"$f":"IF(ISERROR(U91),\"\",IF(U91=\"\",\"\",U91*'2_メイン'!$Z$19/1000))","v":""},"",{"$f":"IF(ISERROR(W91),\"\",IF(W91=\"\",\"\",W91*'2_メイン'!$Z$19/1000))","v":""},"",{"$f":"IF(ISERROR(Y91),\"\",IF(Y91=\"\",\"\",Y91*'2_メイン'!$Z$19/1000))","v":""},"","",{"$f":"IF(ISERROR(AB91),\"\",IF(AB91=\"\",\"\",AB91*'2_メイン'!$Z$19/1000))","v":""},{"$error":"#N/A"},{"$f":"IF(U91=\"\",\"\",U91*'2_メイン'!$Z$20)","v":""},{"$f":"IF(W91=\"\",\"\",W91*'2_メイン'!$Z$20)","v":""},1,2,3]
[null,78,null,null,null,null,null,null,null,null,null,"",null,null,null,null,null,null,"",null,"",{"$f":"IF(ISERROR(U92),\"\",IF(U92=\"\",\"\",U92*'2_メイン'!$Z$19/1000))","v":""},"",{"$f":"IF(ISERROR(W92),\"\",IF(W92=\"\",\"\",W92*'2_メイン'!$Z$19/1000))","v":""},"",{"$f":"IF(ISERROR(Y92),\"\",IF(Y92=\"\",\"\",Y92*'2_メイン'!$Z$19/1000))","v":""},"","",{"$f":"IF(ISERROR(AB92),\"\",IF(AB92=\"\",\"\",AB92*'2_メイン'!$Z$19/1000))","v":""},{"$error":"#N/A"},{"$f":"IF(U92=\"\",\"\",U92*'2_メイン'!$Z$20)","v":""},{"$f":"IF(W92=\"\",\"\",W92*'2_メイン'!$Z$20)","v":""},1,2,3]
[null,79,null,null,null,null,null,null,null,null,null,"",null,null,null,null,null,null,"",null,"",{"$f":"IF(ISERROR(U93),\"\",IF(U93=\"\",\"\",U93*'2_メイン'!$Z$19/1000))","v":""},"",{"$f":"IF(ISERROR(W93),\"\",IF(W93=\"\",\"\",W93*'2_メイン'!$Z$19/1000))","v":""},"",{"$f":"IF(ISERROR(Y93),\"\",IF(Y93=\"\",\"\",Y93*'2_メイン'!$Z$19/1000))","v":""},"","",{"$f":"IF(ISERROR(AB93),\"\",IF(AB93=\"\",\"\",AB93*'2_メイン'!$Z$19/1000))","v":""},{"$error":"#N/A"},{"$f":"IF(U93=\"\",\"\",U93*'2_メイン'!$Z$20)","v":""},{"$f":"IF(W93=\"\",\"\",W93*'2_メイン'!$Z$20)","v":""},1,2,3]
[null,80,null,null,null,null,null,null,null,null,null,"",null,null,null,null,null,null,"",null,"",{"$f":"IF(ISERROR(U94),\"\",IF(U94=\"\",\"\",U94*'2_メイン'!$Z$19/1000))","v":""},"",{"$f":"IF(ISERROR(W94),\"\",IF(W94=\"\",\"\",W94*'2_メイン'!$Z$19/1000))","v":""},"",{"$f":"IF(ISERROR(Y94),\"\",IF(Y94=\"\",\"\",Y94*'2_メイン'!$Z$19/1000))","v":""},"","",{"$f":"IF(ISERROR(AB94),\"\",IF(AB94=\"\",\"\",AB94*'2_メイン'!$Z$19/1000))","v":""},{"$error":"#N/A"},{"$f":"IF(U94=\"\",\"\",U94*'2_メイン'!$Z$20)","v":""},{"$f":"IF(W94=\"\",\"\",W94*'2_メイン'!$Z$20)","v":""},1,2,3]
[null,81,null,null,null,null,null,null,null,null,null,"",null,null,null,null,null,null,"",null,"",{"$f":"IF(ISERROR(U95),\"\",IF(U95=\"\",\"\",U95*'2_メイン'!$Z$19/1000))","v":""},"",{"$f":"IF(ISERROR(W95),\"\",IF(W95=\"\",\"\",W95*'2_メイン'!$Z$19/1000))","v":""},"",{"$f":"IF(ISERROR(Y95),\"\",IF(Y95=\"\",\"\",Y95*'2_メイン'!$Z$19/1000))","v":""},"","",{"$f":"IF(ISERROR(AB95),\"\",IF(AB95=\"\",\"\",AB95*'2_メイン'!$Z$19/1000))","v":""},{"$error":"#N/A"},{"$f":"IF(U95=\"\",\"\",U95*'2_メイン'!$Z$20)","v":""},{"$f":"IF(W95=\"\",\"\",W95*'2_メイン'!$Z$20)","v":""},1,2,3]
[null,82,null,null,null,null,null,null,null,null,null,"",null,null,null,null,null,null,"",null,"",{"$f":"IF(ISERROR(U96),\"\",IF(U96=\"\",\"\",U96*'2_メイン'!$Z$19/1000))","v":""},"",{"$f":"IF(ISERROR(W96),\"\",IF(W96=\"\",\"\",W96*'2_メイン'!$Z$19/1000))","v":""},"",{"$f":"IF(ISERROR(Y96),\"\",IF(Y96=\"\",\"\",Y96*'2_メイン'!$Z$19/1000))","v":""},"","",{"$f":"IF(ISERROR(AB96),\"\",IF(AB96=\"\",\"\",AB96*'2_メイン'!$Z$19/1000))","v":""},{"$error":"#N/A"},{"$f":"IF(U96=\"\",\"\",U96*'2_メイン'!$Z$20)","v":""},{"$f":"IF(W96=\"\",\"\",W96*'2_メイン'!$Z$20)","v":""},1,2,3]
[null,83,null,null,null,null,null,null,null,null,null,"",null,null,null,null,null,null,"",null,"",{"$f":"IF(ISERROR(U97),\"\",IF(U97=\"\",\"\",U97*'2_メイン'!$Z$19/1000))","v":""},"",{"$f":"IF(ISERROR(W97),\"\",IF(W97=\"\",\"\",W97*'2_メイン'!$Z$19/1000))","v":""},"",{"$f":"IF(ISERROR(Y97),\"\",IF(Y97=\"\",\"\",Y97*'2_メイン'!$Z$19/1000))","v":""},"","",{"$f":"IF(ISERROR(AB97),\"\",IF(AB97=\"\",\"\",AB97*'2_メイン'!$Z$19/1000))","v":""},{"$error":"#N/A"},{"$f":"IF(U97=\"\",\"\",U97*'2_メイン'!$Z$20)","v":""},{"$f":"IF(W97=\"\",\"\",W97*'2_メイン'!$Z$20)","v":""},1,2,3]
[null,84,null,null,null,null,null,null,null,null,null,"",null,null,null,null,null,null,"",null,"",{"$f":"IF(ISERROR(U98),\"\",IF(U98=\"\",\"\",U98*'2_メイン'!$Z$19/1000))","v":""},"",{"$f":"IF(ISERROR(W98),\"\",IF(W98=\"\",\"\",W98*'2_メイン'!$Z$19/1000))","v":""},"",{"$f":"IF(ISERROR(Y98),\"\",IF(Y98=\"\",\"\",Y98*'2_メイン'!$Z$19/1000))","v":""},"","",{"$f":"IF(ISERROR(AB98),\"\",IF(AB98=\"\",\"\",AB98*'2_メイン'!$Z$19/1000))","v":""},{"$error":"#N/A"},{"$f":"IF(U98=\"\",\"\",U98*'2_メイン'!$Z$20)","v":""},{"$f":"IF(W98=\"\",\"\",W98*'2_メイン'!$Z$20)","v":""},1,2,3]
[null,85,null,null,null,null,null,null,null,null,null,"",null,null,null,null,null,null,"",null,"",{"$f":"IF(ISERROR(U99),\"\",IF(U99=\"\",\"\",U99*'2_メイン'!$Z$19/1000))","v":""},"",{"$f":"IF(ISERROR(W99),\"\",IF(W99=\"\",\"\",W99*'2_メイン'!$Z$19/1000))","v":""},"",{"$f":"IF(ISERROR(Y99),\"\",IF(Y99=\"\",\"\",Y99*'2_メイン'!$Z$19/1000))","v":""},"","",{"$f":"IF(ISERROR(AB99),\"\",IF(AB99=\"\",\"\",AB99*'2_メイン'!$Z$19/1000))","v":""},{"$error":"#N/A"},{"$f":"IF(U99=\"\",\"\",U99*'2_メイン'!$Z$20)","v":""},{"$f":"IF(W99=\"\",\"\",W99*'2_メイン'!$Z$20)","v":""},1,2,3]
[null,86,null,null,null,null,null,null,null,null,null,"",null,null,null,null,null,null,"",null,"",{"$f":"IF(ISERROR(U100),\"\",IF(U100=\"\",\"\",U100*'2_メイン'!$Z$19/1000))","v":""},"",{"$f":"IF(ISERROR(W100),\"\",IF(W100=\"\",\"\",W100*'2_メイン'!$Z$19/1000))","v":""},"",{"$f":"IF(ISERROR(Y100),\"\",IF(Y100=\"\",\"\",Y100*'2_メイン'!$Z$19/1000))","v":""},"","",{"$f":"IF(ISERROR(AB100),\"\",IF(AB100=\"\",\"\",AB100*'2_メイン'!$Z$19/1000))","v":""},{"$error":"#N/A"},{"$f":"IF(U100=\"\",\"\",U100*'2_メイン'!$Z$20)","v":""},{"$f":"IF(W100=\"\",\"\",W100*'2_メイン'!$Z$20)","v":""},1,2,3]
[null,87,null,null,null,null,null,null,null,null,null,"",null,null,null,null,null,null,"",null,"",{"$f":"IF(ISERROR(U101),\"\",IF(U101=\"\",\"\",U101*'2_メイン'!$Z$19/1000))","v":""},"",{"$f":"IF(ISERROR(W101),\"\",IF(W101=\"\",\"\",W101*'2_メイン'!$Z$19/1000))","v":""},"",{"$f":"IF(ISERROR(Y101),\"\",IF(Y101=\"\",\"\",Y101*'2_メイン'!$Z$19/1000))","v":""},"","",{"$f":"IF(ISERROR(AB101),\"\",IF(AB101=\"\",\"\",AB101*'2_メイン'!$Z$19/1000))","v":""},{"$error":"#N/A"},{"$f":"IF(U101=\"\",\"\",U101*'2_メイン'!$Z$20)","v":""},{"$f":"IF(W101=\"\",\"\",W101*'2_メイン'!$Z$20)","v":""},1,2,3]
[null,88,null,null,null,null,null,null,null,null,null,"",null,null,null,null,null,null,"",null,"",{"$f":"IF(ISERROR(U102),\"\",IF(U102=\"\",\"\",U102*'2_メイン'!$Z$19/1000))","v":""},"",{"$f":"IF(ISERROR(W102),\"\",IF(W102=\"\",\"\",W102*'2_メイン'!$Z$19/1000))","v":""},"",{"$f":"IF(ISERROR(Y102),\"\",IF(Y102=\"\",\"\",Y102*'2_メイン'!$Z$19/1000))","v":""},"","",{"$f":"IF(ISERROR(AB102),\"\",IF(AB102=\"\",\"\",AB102*'2_メイン'!$Z$19/1000))","v":""},{"$error":"#N/A"},{"$f":"IF(U102=\"\",\"\",U102*'2_メイン'!$Z$20)","v":""},{"$f":"IF(W102=\"\",\"\",W102*'2_メイン'!$Z$20)","v":""},1,2,3]
[null,89,null,null,null,null,null,null,null,null,null,"",null,null,null,null,null,null,"",null,"",{"$f":"IF(ISERROR(U103),\"\",IF(U103=\"\",\"\",U103*'2_メイン'!$Z$19/1000))","v":""},"",{"$f":"IF(ISERROR(W103),\"\",IF(W103=\"\",\"\",W103*'2_メイン'!$Z$19/1000))","v":""},"",{"$f":"IF(ISERROR(Y103),\"\",IF(Y103=\"\",\"\",Y103*'2_メイン'!$Z$19/1000))","v":""},"","",{"$f":"IF(ISERROR(AB103),\"\",IF(AB103=\"\",\"\",AB103*'2_メイン'!$Z$19/1000))","v":""},{"$error":"#N/A"},{"$f":"IF(U103=\"\",\"\",U103*'2_メイン'!$Z$20)","v":""},{"$f":"IF(W103=\"\",\"\",W103*'2_メイン'!$Z$20)","v":""},1,2,3]
[null,90,null,null,null,null,null,null,null,null,null,"",null,null,null,null,null,null,"",null,"",{"$f":"IF(ISERROR(U104),\"\",IF(U104=\"\",\"\",U104*'2_メイン'!$Z$19/1000))","v":""},"",{"$f":"IF(ISERROR(W104),\"\",IF(W104=\"\",\"\",W104*'2_メイン'!$Z$19/1000))","v":""},"",{"$f":"IF(ISERROR(Y104),\"\",IF(Y104=\"\",\"\",Y104*'2_メイン'!$Z$19/1000))","v":""},"","",{"$f":"IF(ISERROR(AB104),\"\",IF(AB104=\"\",\"\",AB104*'2_メイン'!$Z$19/1000))","v":""},{"$error":"#N/A"},{"$f":"IF(U104=\"\",\"\",U104*'2_メイン'!$Z$20)","v":""},{"$f":"IF(W104=\"\",\"\",W104*'2_メイン'!$Z$20)","v":""},1,2,3]
[null,91,null,null,null,null,null,null,null,null,null,"",null,null,null,null,null,null,"",null,"",{"$f":"IF(ISERROR(U105),\"\",IF(U105=\"\",\"\",U105*'2_メイン'!$Z$19/1000))","v":""},"",{"$f":"IF(ISERROR(W105),\"\",IF(W105=\"\",\"\",W105*'2_メイン'!$Z$19/1000))","v":""},"",{"$f":"IF(ISERROR(Y105),\"\",IF(Y105=\"\",\"\",Y105*'2_メイン'!$Z$19/1000))","v":""},"","",{"$f":"IF(ISERROR(AB105),\"\",IF(AB105=\"\",\"\",AB105*'2_メイン'!$Z$19/1000))","v":""},{"$error":"#N/A"},{"$f":"IF(U105=\"\",\"\",U105*'2_メイン'!$Z$20)","v":""},{"$f":"IF(W105=\"\",\"\",W105*'2_メイン'!$Z$20)","v":""},1,2,3]
[null,92,null,null,null,null,null,null,null,null,null,"",null,null,null,null,null,null,"",null,"",{"$f":"IF(ISERROR(U106),\"\",IF(U106=\"\",\"\",U106*'2_メイン'!$Z$19/1000))","v":""},"",{"$f":"IF(ISERROR(W106),\"\",IF(W106=\"\",\"\",W106*'2_メイン'!$Z$19/1000))","v":""},"",{"$f":"IF(ISERROR(Y106),\"\",IF(Y106=\"\",\"\",Y106*'2_メイン'!$Z$19/1000))","v":""},"","",{"$f":"IF(ISERROR(AB106),\"\",IF(AB106=\"\",\"\",AB106*'2_メイン'!$Z$19/1000))","v":""},{"$error":"#N/A"},{"$f":"IF(U106=\"\",\"\",U106*'2_メイン'!$Z$20)","v":""},{"$f":"IF(W106=\"\",\"\",W106*'2_メイン'!$Z$20)","v":""},1,2,3]
[null,93,null,null,null,null,null,null,null,null,null,"",null,null,null,null,null,null,"",null,"",{"$f":"IF(ISERROR(U107),\"\",IF(U107=\"\",\"\",U107*'2_メイン'!$Z$19/1000))","v":""},"",{"$f":"IF(ISERROR(W107),\"\",IF(W107=\"\",\"\",W107*'2_メイン'!$Z$19/1000))","v":""},"",{"$f":"IF(ISERROR(Y107),\"\",IF(Y107=\"\",\"\",Y107*'2_メイン'!$Z$19/1000))","v":""},"","",{"$f":"IF(ISERROR(AB107),\"\",IF(AB107=\"\",\"\",AB107*'2_メイン'!$Z$19/1000))","v":""},{"$error":"#N/A"},{"$f":"IF(U107=\"\",\"\",U107*'2_メイン'!$Z$20)","v":""},{"$f":"IF(W107=\"\",\"\",W107*'2_メイン'!$Z$20)","v":""},1,2,3]
[null,94,null,null,null,null,null,null,null,null,null,"",null,null,null,null,null,null,"",null,"",{"$f":"IF(ISERROR(U108),\"\",IF(U108=\"\",\"\",U108*'2_メイン'!$Z$19/1000))","v":""},"",{"$f":"IF(ISERROR(W108),\"\",IF(W108=\"\",\"\",W108*'2_メイン'!$Z$19/1000))","v":""},"",{"$f":"IF(ISERROR(Y108),\"\",IF(Y108=\"\",\"\",Y108*'2_メイン'!$Z$19/1000))","v":""},"","",{"$f":"IF(ISERROR(AB108),\"\",IF(AB108=\"\",\"\",AB108*'2_メイン'!$Z$19/1000))","v":""},{"$error":"#N/A"},{"$f":"IF(U108=\"\",\"\",U108*'2_メイン'!$Z$20)","v":""},{"$f":"IF(W108=\"\",\"\",W108*'2_メイン'!$Z$20)","v":""},1,2,3]
[null,95,null,null,null,null,null,null,null,null,null,"",null,null,null,null,null,null,"",null,"",{"$f":"IF(ISERROR(U109),\"\",IF(U109=\"\",\"\",U109*'2_メイン'!$Z$19/1000))","v":""},"",{"$f":"IF(ISERROR(W109),\"\",IF(W109=\"\",\"\",W109*'2_メイン'!$Z$19/1000))","v":""},"",{"$f":"IF(ISERROR(Y109),\"\",IF(Y109=\"\",\"\",Y109*'2_メイン'!$Z$19/1000))","v":""},"","",{"$f":"IF(ISERROR(AB109),\"\",IF(AB109=\"\",\"\",AB109*'2_メイン'!$Z$19/1000))","v":""},{"$error":"#N/A"},{"$f":"IF(U109=\"\",\"\",U109*'2_メイン'!$Z$20)","v":""},{"$f":"IF(W109=\"\",\"\",W109*'2_メイン'!$Z$20)","v":""},1,2,3]
[null,96,null,null,null,null,null,null,null,null,null,"",null,null,null,null,null,null,"",null,"",{"$f":"IF(ISERROR(U110),\"\",IF(U110=\"\",\"\",U110*'2_メイン'!$Z$19/1000))","v":""},"",{"$f":"IF(ISERROR(W110),\"\",IF(W110=\"\",\"\",W110*'2_メイン'!$Z$19/1000))","v":""},"",{"$f":"IF(ISERROR(Y110),\"\",IF(Y110=\"\",\"\",Y110*'2_メイン'!$Z$19/1000))","v":""},"","",{"$f":"IF(ISERROR(AB110),\"\",IF(AB110=\"\",\"\",AB110*'2_メイン'!$Z$19/1000))","v":""},{"$error":"#N/A"},{"$f":"IF(U110=\"\",\"\",U110*'2_メイン'!$Z$20)","v":""},{"$f":"IF(W110=\"\",\"\",W110*'2_メイン'!$Z$20)","v":""},1,2,3]
[null,97,null,null,null,null,null,null,null,null,null,"",null,null,null,null,null,null,"",null,{"$f":"IF(N111=\"\",\"\",IF(M111=\"\",L111,M111)*IF(T111=\"\",S111,T111)*N111*(1-SUMIF(O111:R111,\"○\",$AP$9:$AS$9))/1000)","v":""},{"$f":"IF(ISERROR(U111),\"\",IF(U111=\"\",\"\",U111*'2_メイン'!$Z$19/1000))","v":""},{"$f":"IF(N111=\"\",\"\",IF(M111=\"\",L111,M111)*IF(T111=\"\",S111,T111)*N111/(1-HLOOKUP(I111,$Y$8:$AN$9,2,FALSE))/1000)","v":""},{"$f":"IF(ISERROR(W111),\"\",IF(W111=\"\",\"\",W111*'2_メイン'!$Z$19/1000))","v":""},{"$f":"IF(N111=\"\",\"\",IF(M111=\"\",L111,M111)*IF(T111=\"\",S111,T111)*N111/1000)","v":""},{"$f":"IF(ISERROR(Y111),\"\",IF(Y111=\"\",\"\",Y111*'2_メイン'!$Z$19/1000))","v":""},"",{"$f":"IF(N111=\"\",\"\",IF(M111=\"\",L111,M111)*IF(T111=\"\",S111,T111)*N111*SUMIF(O111:R111,\"○\",$AP$9:$AS$9)/1000)","v":""},{"$f":"IF(ISERROR(AB111),\"\",IF(AB111=\"\",\"\",AB111*'2_メイン'!$Z$19/1000))","v":""},{"$error":"#N/A"},{"$f":"IF(U111=\"\",\"\",U111*'2_メイン'!$Z$20)","v":""},{"$f":"IF(W111=\"\",\"\",W111*'2_メイン'!$Z$20)","v":""},1,2,3]
[null,98,null,null,null,null,null,null,null,null,null,"",null,null,null,null,null,null,"",null,"",{"$f":"IF(ISERROR(U112),\"\",IF(U112=\"\",\"\",U112*'2_メイン'!$Z$19/1000))","v":""},"",{"$f":"IF(ISERROR(W112),\"\",IF(W112=\"\",\"\",W112*'2_メイン'!$Z$19/1000))","v":""},"",{"$f":"IF(ISERROR(Y112),\"\",IF(Y112=\"\",\"\",Y112*'2_メイン'!$Z$19/1000))","v":""},"","",{"$f":"IF(ISERROR(AB112),\"\",IF(AB112=\"\",\"\",AB112*'2_メイン'!$Z$19/1000))","v":""},{"$error":"#N/A"},{"$f":"IF(U112=\"\",\"\",U112*'2_メイン'!$Z$20)","v":""},{"$f":"IF(W112=\"\",\"\",W112*'2_メイン'!$Z$20)","v":""},1,2,3]
[null,99,null,null,null,null,null,null,null,null,null,"",null,null,null,null,null,null,"",null,"",{"$f":"IF(ISERROR(U113),\"\",IF(U113=\"\",\"\",U113*'2_メイン'!$Z$19/1000))","v":""},"",{"$f":"IF(ISERROR(W113),\"\",IF(W113=\"\",\"\",W113*'2_メイン'!$Z$19/1000))","v":""},"",{"$f":"IF(ISERROR(Y113),\"\",IF(Y113=\"\",\"\",Y113*'2_メイン'!$Z$19/1000))","v":""},"","",{"$f":"IF(ISERROR(AB113),\"\",IF(AB113=\"\",\"\",AB113*'2_メイン'!$Z$19/1000))","v":""},{"$error":"#N/A"},{"$f":"IF(U113=\"\",\"\",U113*'2_メイン'!$Z$20)","v":""},{"$f":"IF(W113=\"\",\"\",W113*'2_メイン'!$Z$20)","v":""},1,2,3]
[null,100,null,null,null,null,null,null,null,null,null,"",null,null,null,null,null,null,"",null,"",{"$f":"IF(ISERROR(U114),\"\",IF(U114=\"\",\"\",U114*'2_メイン'!$Z$19/1000))","v":""},"",{"$f":"IF(ISERROR(W114),\"\",IF(W114=\"\",\"\",W114*'2_メイン'!$Z$19/1000))","v":""},"",{"$f":"IF(ISERROR(Y114),\"\",IF(Y114=\"\",\"\",Y114*'2_メイン'!$Z$19/1000))","v":""},"","",{"$f":"IF(ISERROR(AB114),\"\",IF(AB114=\"\",\"\",AB114*'2_メイン'!$Z$19/1000))","v":""},{"$error":"#N/A"},{"$f":"IF(U114=\"\",\"\",U114*'2_メイン'!$Z$20)","v":""},{"$f":"IF(W114=\"\",\"\",W114*'2_メイン'!$Z$20)","v":""},1,2,3]
[null,101,null,null,null,null,null,null,null,null,null,"",null,null,null,null,null,null,"",null,"",{"$f":"IF(ISERROR(U115),\"\",IF(U115=\"\",\"\",U115*'2_メイン'!$Z$19/1000))","v":""},"",{"$f":"IF(ISERROR(W115),\"\",IF(W115=\"\",\"\",W115*'2_メイン'!$Z$19/1000))","v":""},"",{"$f":"IF(ISERROR(Y115),\"\",IF(Y115=\"\",\"\",Y115*'2_メイン'!$Z$19/1000))","v":""},"","",{"$f":"IF(ISERROR(AB115),\"\",IF(AB115=\"\",\"\",AB115*'2_メイン'!$Z$19/1000))","v":""},{"$error":"#N/A"},{"$f":"IF(U115=\"\",\"\",U115*'2_メイン'!$Z$20)","v":""},{"$f":"IF(W115=\"\",\"\",W115*'2_メイン'!$Z$20)","v":""},1,2,3]
[null,102,null,null,null,null,null,null,null,null,null,"",null,null,null,null,null,null,"",null,"",{"$f":"IF(ISERROR(U116),\"\",IF(U116=\"\",\"\",U116*'2_メイン'!$Z$19/1000))","v":""},"",{"$f":"IF(ISERROR(W116),\"\",IF(W116=\"\",\"\",W116*'2_メイン'!$Z$19/1000))","v":""},"",{"$f":"IF(ISERROR(Y116),\"\",IF(Y116=\"\",\"\",Y116*'2_メイン'!$Z$19/1000))","v":""},"","",{"$f":"IF(ISERROR(AB116),\"\",IF(AB116=\"\",\"\",AB116*'2_メイン'!$Z$19/1000))","v":""},{"$error":"#N/A"},{"$f":"IF(U116=\"\",\"\",U116*'2_メイン'!$Z$20)","v":""},{"$f":"IF(W116=\"\",\"\",W116*'2_メイン'!$Z$20)","v":""},1,2,3]
[null,103,null,null,null,null,null,null,null,null,null,"",null,null,null,null,null,null,"",null,"",{"$f":"IF(ISERROR(U117),\"\",IF(U117=\"\",\"\",U117*'2_メイン'!$Z$19/1000))","v":""},"",{"$f":"IF(ISERROR(W117),\"\",IF(W117=\"\",\"\",W117*'2_メイン'!$Z$19/1000))","v":""},"",{"$f":"IF(ISERROR(Y117),\"\",IF(Y117=\"\",\"\",Y117*'2_メイン'!$Z$19/1000))","v":""},"","",{"$f":"IF(ISERROR(AB117),\"\",IF(AB117=\"\",\"\",AB117*'2_メイン'!$Z$19/1000))","v":""},{"$error":"#N/A"},{"$f":"IF(U117=\"\",\"\",U117*'2_メイン'!$Z$20)","v":""},{"$f":"IF(W117=\"\",\"\",W117*'2_メイン'!$Z$20)","v":""},1,2,3]
[null,104,null,null,null,null,null,null,null,null,null,"",null,null,null,null,null,null,"",null,"",{"$f":"IF(ISERROR(U118),\"\",IF(U118=\"\",\"\",U118*'2_メイン'!$Z$19/1000))","v":""},"",{"$f":"IF(ISERROR(W118),\"\",IF(W118=\"\",\"\",W118*'2_メイン'!$Z$19/1000))","v":""},"",{"$f":"IF(ISERROR(Y118),\"\",IF(Y118=\"\",\"\",Y118*'2_メイン'!$Z$19/1000))","v":""},"","",{"$f":"IF(ISERROR(AB118),\"\",IF(AB118=\"\",\"\",AB118*'2_メイン'!$Z$19/1000))","v":""},{"$error":"#N/A"},{"$f":"IF(U118=\"\",\"\",U118*'2_メイン'!$Z$20)","v":""},{"$f":"IF(W118=\"\",\"\",W118*'2_メイン'!$Z$20)","v":""},1,2,3]
[null,105,null,null,null,null,null,null,null,null,null,"",null,null,null,null,null,null,"",null,"",{"$f":"IF(ISERROR(U119),\"\",IF(U119=\"\",\"\",U119*'2_メイン'!$Z$19/1000))","v":""},"",{"$f":"IF(ISERROR(W119),\"\",IF(W119=\"\",\"\",W119*'2_メイン'!$Z$19/1000))","v":""},"",{"$f":"IF(ISERROR(Y119),\"\",IF(Y119=\"\",\"\",Y119*'2_メイン'!$Z$19/1000))","v":""},"","",{"$f":"IF(ISERROR(AB119),\"\",IF(AB119=\"\",\"\",AB119*'2_メイン'!$Z$19/1000))","v":""},{"$error":"#N/A"},{"$f":"IF(U119=\"\",\"\",U119*'2_メイン'!$Z$20)","v":""},{"$f":"IF(W119=\"\",\"\",W119*'2_メイン'!$Z$20)","v":""},1,2,3]
[null,106,null,null,null,null,null,null,null,null,null,"",null,null,null,null,null,null,"",null,"",{"$f":"IF(ISERROR(U120),\"\",IF(U120=\"\",\"\",U120*'2_メイン'!$Z$19/1000))","v":""},"",{"$f":"IF(ISERROR(W120),\"\",IF(W120=\"\",\"\",W120*'2_メイン'!$Z$19/1000))","v":""},"",{"$f":"IF(ISERROR(Y120),\"\",IF(Y120=\"\",\"\",Y120*'2_メイン'!$Z$19/1000))","v":""},"","",{"$f":"IF(ISERROR(AB120),\"\",IF(AB120=\"\",\"\",AB120*'2_メイン'!$Z$19/1000))","v":""},{"$error":"#N/A"},{"$f":"IF(U120=\"\",\"\",U120*'2_メイン'!$Z$20)","v":""},{"$f":"IF(W120=\"\",\"\",W120*'2_メイン'!$Z$20)","v":""},1,2,3]
[null,107,null,null,null,null,null,null,null,null,null,"",null,null,null,null,null,null,"",null,"",{"$f":"IF(ISERROR(U121),\"\",IF(U121=\"\",\"\",U121*'2_メイン'!$Z$19/1000))","v":""},"",{"$f":"IF(ISERROR(W121),\"\",IF(W121=\"\",\"\",W121*'2_メイン'!$Z$19/1000))","v":""},"",{"$f":"IF(ISERROR(Y121),\"\",IF(Y121=\"\",\"\",Y121*'2_メイン'!$Z$19/1000))","v":""},"","",{"$f":"IF(ISERROR(AB121),\"\",IF(AB121=\"\",\"\",AB121*'2_メイン'!$Z$19/1000))","v":""},{"$error":"#N/A"},{"$f":"IF(U121=\"\",\"\",U121*'2_メイン'!$Z$20)","v":""},{"$f":"IF(W121=\"\",\"\",W121*'2_メイン'!$Z$20)","v":""},1,2,3]
[null,108,null,null,null,null,null,null,null,null,null,"",null,null,null,null,null,null,"",null,"",{"$f":"IF(ISERROR(U122),\"\",IF(U122=\"\",\"\",U122*'2_メイン'!$Z$19/1000))","v":""},"",{"$f":"IF(ISERROR(W122),\"\",IF(W122=\"\",\"\",W122*'2_メイン'!$Z$19/1000))","v":""},"",{"$f":"IF(ISERROR(Y122),\"\",IF(Y122=\"\",\"\",Y122*'2_メイン'!$Z$19/1000))","v":""},"","",{"$f":"IF(ISERROR(AB122),\"\",IF(AB122=\"\",\"\",AB122*'2_メイン'!$Z$19/1000))","v":""},{"$error":"#N/A"},{"$f":"IF(U122=\"\",\"\",U122*'2_メイン'!$Z$20)","v":""},{"$f":"IF(W122=\"\",\"\",W122*'2_メイン'!$Z$20)","v":""},1,2,3]
[null,109,null,null,null,null,null,null,null,null,null,"",null,null,null,null,null,null,"",null,"",{"$f":"IF(ISERROR(U123),\"\",IF(U123=\"\",\"\",U123*'2_メイン'!$Z$19/1000))","v":""},"",{"$f":"IF(ISERROR(W123),\"\",IF(W123=\"\",\"\",W123*'2_メイン'!$Z$19/1000))","v":""},"",{"$f":"IF(ISERROR(Y123),\"\",IF(Y123=\"\",\"\",Y123*'2_メイン'!$Z$19/1000))","v":""},"","",{"$f":"IF(ISERROR(AB123),\"\",IF(AB123=\"\",\"\",AB123*'2_メイン'!$Z$19/1000))","v":""},{"$error":"#N/A"},{"$f":"IF(U123=\"\",\"\",U123*'2_メイン'!$Z$20)","v":""},{"$f":"IF(W123=\"\",\"\",W123*'2_メイン'!$Z$20)","v":""},1,2,3]
[null,110,null,null,null,null,null,null,null,null,null,"",null,null,null,null,null,null,"",null,"",{"$f":"IF(ISERROR(U124),\"\",IF(U124=\"\",\"\",U124*'2_メイン'!$Z$19/1000))","v":""},"",{"$f":"IF(ISERROR(W124),\"\",IF(W124=\"\",\"\",W124*'2_メイン'!$Z$19/1000))","v":""},"",{"$f":"IF(ISERROR(Y124),\"\",IF(Y124=\"\",\"\",Y124*'2_メイン'!$Z$19/1000))","v":""},"","",{"$f":"IF(ISERROR(AB124),\"\",IF(AB124=\"\",\"\",AB124*'2_メイン'!$Z$19/1000))","v":""},{"$error":"#N/A"},{"$f":"IF(U124=\"\",\"\",U124*'2_メイン'!$Z$20)","v":""},{"$f":"IF(W124=\"\",\"\",W124*'2_メイン'!$Z$20)","v":""},1,2,3]
[null,111,null,null,null,null,null,null,null,null,null,"",null,null,null,null,null,null,"",null,"",{"$f":"IF(ISERROR(U125),\"\",IF(U125=\"\",\"\",U125*'2_メイン'!$Z$19/1000))","v":""},"",{"$f":"IF(ISERROR(W125),\"\",IF(W125=\"\",\"\",W125*'2_メイン'!$Z$19/1000))","v":""},"",{"$f":"IF(ISERROR(Y125),\"\",IF(Y125=\"\",\"\",Y125*'2_メイン'!$Z$19/1000))","v":""},"","",{"$f":"IF(ISERROR(AB125),\"\",IF(AB125=\"\",\"\",AB125*'2_メイン'!$Z$19/1000))","v":""},{"$error":"#N/A"},{"$f":"IF(U125=\"\",\"\",U125*'2_メイン'!$Z$20)","v":""},{"$f":"IF(W125=\"\",\"\",W125*'2_メイン'!$Z$20)","v":""},1,2,3]
[null,112,null,null,null,null,null,null,null,null,null,"",null,null,null,null,null,null,"",null,"",{"$f":"IF(ISERROR(U126),\"\",IF(U126=\"\",\"\",U126*'2_メイン'!$Z$19/1000))","v":""},"",{"$f":"IF(ISERROR(W126),\"\",IF(W126=\"\",\"\",W126*'2_メイン'!$Z$19/1000))","v":""},"",{"$f":"IF(ISERROR(Y126),\"\",IF(Y126=\"\",\"\",Y126*'2_メイン'!$Z$19/1000))","v":""},"","",{"$f":"IF(ISERROR(AB126),\"\",IF(AB126=\"\",\"\",AB126*'2_メイン'!$Z$19/1000))","v":""},{"$error":"#N/A"},{"$f":"IF(U126=\"\",\"\",U126*'2_メイン'!$Z$20)","v":""},{"$f":"IF(W126=\"\",\"\",W126*'2_メイン'!$Z$20)","v":""},1,2,3]
[null,113,null,null,null,null,null,null,null,null,null,"",null,null,null,null,null,null,"",null,"",{"$f":"IF(ISERROR(U127),\"\",IF(U127=\"\",\"\",U127*'2_メイン'!$Z$19/1000))","v":""},"",{"$f":"IF(ISERROR(W127),\"\",IF(W127=\"\",\"\",W127*'2_メイン'!$Z$19/1000))","v":""},"",{"$f":"IF(ISERROR(Y127),\"\",IF(Y127=\"\",\"\",Y127*'2_メイン'!$Z$19/1000))","v":""},"","",{"$f":"IF(ISERROR(AB127),\"\",IF(AB127=\"\",\"\",AB127*'2_メイン'!$Z$19/1000))","v":""},{"$error":"#N/A"},{"$f":"IF(U127=\"\",\"\",U127*'2_メイン'!$Z$20)","v":""},{"$f":"IF(W127=\"\",\"\",W127*'2_メイン'!$Z$20)","v":""},1,2,3]
[null,114,null,null,null,null,null,null,null,null,null,"",null,null,null,null,null,null,"",null,"",{"$f":"IF(ISERROR(U128),\"\",IF(U128=\"\",\"\",U128*'2_メイン'!$Z$19/1000))","v":""},"",{"$f":"IF(ISERROR(W128),\"\",IF(W128=\"\",\"\",W128*'2_メイン'!$Z$19/1000))","v":""},"",{"$f":"IF(ISERROR(Y128),\"\",IF(Y128=\"\",\"\",Y128*'2_メイン'!$Z$19/1000))","v":""},"","",{"$f":"IF(ISERROR(AB128),\"\",IF(AB128=\"\",\"\",AB128*'2_メイン'!$Z$19/1000))","v":""},{"$error":"#N/A"},{"$f":"IF(U128=\"\",\"\",U128*'2_メイン'!$Z$20)","v":""},{"$f":"IF(W128=\"\",\"\",W128*'2_メイン'!$Z$20)","v":""},1,2,3]
[null,115,null,null,null,null,null,null,null,null,null,"",null,null,null,null,null,null,"",null,"",{"$f":"IF(ISERROR(U129),\"\",IF(U129=\"\",\"\",U129*'2_メイン'!$Z$19/1000))","v":""},"",{"$f":"IF(ISERROR(W129),\"\",IF(W129=\"\",\"\",W129*'2_メイン'!$Z$19/1000))","v":""},"",{"$f":"IF(ISERROR(Y129),\"\",IF(Y129=\"\",\"\",Y129*'2_メイン'!$Z$19/1000))","v":""},"","",{"$f":"IF(ISERROR(AB129),\"\",IF(AB129=\"\",\"\",AB129*'2_メイン'!$Z$19/1000))","v":""},{"$error":"#N/A"},{"$f":"IF(U129=\"\",\"\",U129*'2_メイン'!$Z$20)","v":""},{"$f":"IF(W129=\"\",\"\",W129*'2_メイン'!$Z$20)","v":""},1,2,3]
[null,116,null,null,null,null,null,null,null,null,null,"",null,null,null,null,null,null,"",null,"",{"$f":"IF(ISERROR(U130),\"\",IF(U130=\"\",\"\",U130*'2_メイン'!$Z$19/1000))","v":""},"",{"$f":"IF(ISERROR(W130),\"\",IF(W130=\"\",\"\",W130*'2_メイン'!$Z$19/1000))","v":""},"",{"$f":"IF(ISERROR(Y130),\"\",IF(Y130=\"\",\"\",Y130*'2_メイン'!$Z$19/1000))","v":""},"","",{"$f":"IF(ISERROR(AB130),\"\",IF(AB130=\"\",\"\",AB130*'2_メイン'!$Z$19/1000))","v":""},{"$error":"#N/A"},{"$f":"IF(U130=\"\",\"\",U130*'2_メイン'!$Z$20)","v":""},{"$f":"IF(W130=\"\",\"\",W130*'2_メイン'!$Z$20)","v":""},1,2,3]
[null,117,null,null,null,null,null,null,null,null,null,"",null,null,null,null,null,null,"",null,"",{"$f":"IF(ISERROR(U131),\"\",IF(U131=\"\",\"\",U131*'2_メイン'!$Z$19/1000))","v":""},"",{"$f":"IF(ISERROR(W131),\"\",IF(W131=\"\",\"\",W131*'2_メイン'!$Z$19/1000))","v":""},"",{"$f":"IF(ISERROR(Y131),\"\",IF(Y131=\"\",\"\",Y131*'2_メイン'!$Z$19/1000))","v":""},"","",{"$f":"IF(ISERROR(AB131),\"\",IF(AB131=\"\",\"\",AB131*'2_メイン'!$Z$19/1000))","v":""},{"$error":"#N/A"},{"$f":"IF(U131=\"\",\"\",U131*'2_メイン'!$Z$20)","v":""},{"$f":"IF(W131=\"\",\"\",W131*'2_メイン'!$Z$20)","v":""},1,2,3]
[null,118,null,null,null,null,null,null,null,null,null,"",null,null,null,null,null,null,"",null,"",{"$f":"IF(ISERROR(U132),\"\",IF(U132=\"\",\"\",U132*'2_メイン'!$Z$19/1000))","v":""},"",{"$f":"IF(ISERROR(W132),\"\",IF(W132=\"\",\"\",W132*'2_メイン'!$Z$19/1000))","v":""},"",{"$f":"IF(ISERROR(Y132),\"\",IF(Y132=\"\",\"\",Y132*'2_メイン'!$Z$19/1000))","v":""},"","",{"$f":"IF(ISERROR(AB132),\"\",IF(AB132=\"\",\"\",AB132*'2_メイン'!$Z$19/1000))","v":""},{"$error":"#N/A"},{"$f":"IF(U132=\"\",\"\",U132*'2_メイン'!$Z$20)","v":""},{"$f":"IF(W132=\"\",\"\",W132*'2_メイン'!$Z$20)","v":""},1,2,3]
[null,119,null,null,null,null,null,null,null,null,null,"",null,null,null,null,null,null,"",null,"",{"$f":"IF(ISERROR(U133),\"\",IF(U133=\"\",\"\",U133*'2_メイン'!$Z$19/1000))","v":""},"",{"$f":"IF(ISERROR(W133),\"\",IF(W133=\"\",\"\",W133*'2_メイン'!$Z$19/1000))","v":""},"",{"$f":"IF(ISERROR(Y133),\"\",IF(Y133=\"\",\"\",Y133*'2_メイン'!$Z$19/1000))","v":""},"","",{"$f":"IF(ISERROR(AB133),\"\",IF(AB133=\"\",\"\",AB133*'2_メイン'!$Z$19/1000))","v":""},{"$error":"#N/A"},{"$f":"IF(U133=\"\",\"\",U133*'2_メイン'!$Z$20)","v":""},{"$f":"IF(W133=\"\",\"\",W133*'2_メイン'!$Z$20)","v":""},1,2,3]
[null,120,null,null,null,null,null,null,null,null,null,"",null,null,null,null,null,null,"",null,"",{"$f":"IF(ISERROR(U134),\"\",IF(U134=\"\",\"\",U134*'2_メイン'!$Z$19/1000))","v":""},"",{"$f":"IF(ISERROR(W134),\"\",IF(W134=\"\",\"\",W134*'2_メイン'!$Z$19/1000))","v":""},"",{"$f":"IF(ISERROR(Y134),\"\",IF(Y134=\"\",\"\",Y134*'2_メイン'!$Z$19/1000))","v":""},"","",{"$f":"IF(ISERROR(AB134),\"\",IF(AB134=\"\",\"\",AB134*'2_メイン'!$Z$19/1000))","v":""},{"$error":"#N/A"},{"$f":"IF(U134=\"\",\"\",U134*'2_メイン'!$Z$20)","v":""},{"$f":"IF(W134=\"\",\"\",W134*'2_メイン'!$Z$20)","v":""},1,2,3]
[null,121,null,null,null,null,null,null,null,null,null,"",null,null,null,null,null,null,"",null,"",{"$f":"IF(ISERROR(U135),\"\",IF(U135=\"\",\"\",U135*'2_メイン'!$Z$19/1000))","v":""},"",{"$f":"IF(ISERROR(W135),\"\",IF(W135=\"\",\"\",W135*'2_メイン'!$Z$19/1000))","v":""},"",{"$f":"IF(ISERROR(Y135),\"\",IF(Y135=\"\",\"\",Y135*'2_メイン'!$Z$19/1000))","v":""},"","",{"$f":"IF(ISERROR(AB135),\"\",IF(AB135=\"\",\"\",AB135*'2_メイン'!$Z$19/1000))","v":""},{"$error":"#N/A"},{"$f":"IF(U135=\"\",\"\",U135*'2_メイン'!$Z$20)","v":""},{"$f":"IF(W135=\"\",\"\",W135*'2_メイン'!$Z$20)","v":""},1,2,3]
[null,122,null,null,null,null,null,null,null,null,null,"",null,null,null,null,null,null,"",null,"",{"$f":"IF(ISERROR(U136),\"\",IF(U136=\"\",\"\",U136*'2_メイン'!$Z$19/1000))","v":""},"",{"$f":"IF(ISERROR(W136),\"\",IF(W136=\"\",\"\",W136*'2_メイン'!$Z$19/1000))","v":""},"",{"$f":"IF(ISERROR(Y136),\"\",IF(Y136=\"\",\"\",Y136*'2_メイン'!$Z$19/1000))","v":""},"","",{"$f":"IF(ISERROR(AB136),\"\",IF(AB136=\"\",\"\",AB136*'2_メイン'!$Z$19/1000))","v":""},{"$error":"#N/A"},{"$f":"IF(U136=\"\",\"\",U136*'2_メイン'!$Z$20)","v":""},{"$f":"IF(W136=\"\",\"\",W136*'2_メイン'!$Z$20)","v":""},1,2,3]
[null,123,null,null,null,null,null,null,null,null,null,"",null,null,null,null,null,null,"",null,"",{"$f":"IF(ISERROR(U137),\"\",IF(U137=\"\",\"\",U137*'2_メイン'!$Z$19/1000))","v":""},"",{"$f":"IF(ISERROR(W137),\"\",IF(W137=\"\",\"\",W137*'2_メイン'!$Z$19/1000))","v":""},"",{"$f":"IF(ISERROR(Y137),\"\",IF(Y137=\"\",\"\",Y137*'2_メイン'!$Z$19/1000))","v":""},"","",{"$f":"IF(ISERROR(AB137),\"\",IF(AB137=\"\",\"\",AB137*'2_メイン'!$Z$19/1000))","v":""},{"$error":"#N/A"},{"$f":"IF(U137=\"\",\"\",U137*'2_メイン'!$Z$20)","v":""},{"$f":"IF(W137=\"\",\"\",W137*'2_メイン'!$Z$20)","v":""},1,2,3]
[null,124,null,null,null,null,null,null,null,null,null,"",null,null,null,null,null,null,"",null,"",{"$f":"IF(ISERROR(U138),\"\",IF(U138=\"\",\"\",U138*'2_メイン'!$Z$19/1000))","v":""},"",{"$f":"IF(ISERROR(W138),\"\",IF(W138=\"\",\"\",W138*'2_メイン'!$Z$19/1000))","v":""},"",{"$f":"IF(ISERROR(Y138),\"\",IF(Y138=\"\",\"\",Y138*'2_メイン'!$Z$19/1000))","v":""},"","",{"$f":"IF(ISERROR(AB138),\"\",IF(AB138=\"\",\"\",AB138*'2_メイン'!$Z$19/1000))","v":""},{"$error":"#N/A"},{"$f":"IF(U138=\"\",\"\",U138*'2_メイン'!$Z$20)","v":""},{"$f":"IF(W138=\"\",\"\",W138*'2_メイン'!$Z$20)","v":""},1,2,3]
[null,125,null,null,null,null,null,null,null,null,null,"",null,null,null,null,null,null,"",null,"",{"$f":"IF(ISERROR(U139),\"\",IF(U139=\"\",\"\",U139*'2_メイン'!$Z$19/1000))","v":""},"",{"$f":"IF(ISERROR(W139),\"\",IF(W139=\"\",\"\",W139*'2_メイン'!$Z$19/1000))","v":""},"",{"$f":"IF(ISERROR(Y139),\"\",IF(Y139=\"\",\"\",Y139*'2_メイン'!$Z$19/1000))","v":""},"","",{"$f":"IF(ISERROR(AB139),\"\",IF(AB139=\"\",\"\",AB139*'2_メイン'!$Z$19/1000))","v":""},{"$error":"#N/A"},{"$f":"IF(U139=\"\",\"\",U139*'2_メイン'!$Z$20)","v":""},{"$f":"IF(W139=\"\",\"\",W139*'2_メイン'!$Z$20)","v":""},1,2,3]
[null,126,null,null,null,null,null,null,null,null,null,"",null,null,null,null,null,null,"",null,"",{"$f":"IF(ISERROR(U140),\"\",IF(U140=\"\",\"\",U140*'2_メイン'!$Z$19/1000))","v":""},"",{"$f":"IF(ISERROR(W140),\"\",IF(W140=\"\",\"\",W140*'2_メイン'!$Z$19/1000))","v":""},"",{"$f":"IF(ISERROR(Y140),\"\",IF(Y140=\"\",\"\",Y140*'2_メイン'!$Z$19/1000))","v":""},"","",{"$f":"IF(ISERROR(AB140),\"\",IF(AB140=\"\",\"\",AB140*'2_メイン'!$Z$19/1000))","v":""},{"$error":"#N/A"},{"$f":"IF(U140=\"\",\"\",U140*'2_メイン'!$Z$20)","v":""},{"$f":"IF(W140=\"\",\"\",W140*'2_メイン'!$Z$20)","v":""},1,2,3]
[null,127,null,null,null,null,null,null,null,null,null,"",null,null,null,null,null,null,"",null,"",{"$f":"IF(ISERROR(U141),\"\",IF(U141=\"\",\"\",U141*'2_メイン'!$Z$19/1000))","v":""},"",{"$f":"IF(ISERROR(W141),\"\",IF(W141=\"\",\"\",W141*'2_メイン'!$Z$19/1000))","v":""},"",{"$f":"IF(ISERROR(Y141),\"\",IF(Y141=\"\",\"\",Y141*'2_メイン'!$Z$19/1000))","v":""},"","",{"$f":"IF(ISERROR(AB141),\"\",IF(AB141=\"\",\"\",AB141*'2_メイン'!$Z$19/1000))","v":""},{"$error":"#N/A"},{"$f":"IF(U141=\"\",\"\",U141*'2_メイン'!$Z$20)","v":""},{"$f":"IF(W141=\"\",\"\",W141*'2_メイン'!$Z$20)","v":""},1,2,3]
[null,128,null,null,null,null,null,null,null,null,null,"",null,null,null,null,null,null,"",null,"",{"$f":"IF(ISERROR(U142),\"\",IF(U142=\"\",\"\",U142*'2_メイン'!$Z$19/1000))","v":""},"",{"$f":"IF(ISERROR(W142),\"\",IF(W142=\"\",\"\",W142*'2_メイン'!$Z$19/1000))","v":""},"",{"$f":"IF(ISERROR(Y142),\"\",IF(Y142=\"\",\"\",Y142*'2_メイン'!$Z$19/1000))","v":""},"","",{"$f":"IF(ISERROR(AB142),\"\",IF(AB142=\"\",\"\",AB142*'2_メイン'!$Z$19/1000))","v":""},{"$error":"#N/A"},{"$f":"IF(U142=\"\",\"\",U142*'2_メイン'!$Z$20)","v":""},{"$f":"IF(W142=\"\",\"\",W142*'2_メイン'!$Z$20)","v":""},1,2,3]
[null,129,null,null,null,null,null,null,null,null,null,{"$f":"IF(COUNTIF($Y$5:$EQ$6,I143&J143&K143)=0,\"\",HLOOKUP(I143&J143&K143,$Y$5:$EQ$6,2,FALSE))","v":""},null,null,null,null,null,null,"",null,{"$f":"IF(N143=\"\",\"\",IF(M143=\"\",L143,M143)*IF(T143=\"\",S143,T143)*N143*(1-SUMIF(O143:R143,\"○\",$AP$9:$AS$9))/1000)","v":""},{"$f":"IF(ISERROR(U143),\"\",IF(U143=\"\",\"\",U143*'2_メイン'!$Z$19/1000))","v":""},{"$f":"IF(N143=\"\",\"\",IF(M143=\"\",L143,M143)*IF(T143=\"\",S143,T143)*N143/(1-HLOOKUP(I143,$Y$8:$AN$9,2,FALSE))/1000)","v":""},{"$f":"IF(ISERROR(W143),\"\",IF(W143=\"\",\"\",W143*'2_メイン'!$Z$19/1000))","v":""},{"$f":"IF(N143=\"\",\"\",IF(M143=\"\",L143,M143)*IF(T143=\"\",S143,T143)*N143/1000)","v":""},{"$f":"IF(ISERROR(Y143),\"\",IF(Y143=\"\",\"\",Y143*'2_メイン'!$Z$19/1000))","v":""},"",{"$f":"IF(N143=\"\",\"\",IF(M143=\"\",L143,M143)*IF(T143=\"\",S143,T143)*N143*SUMIF(O143:R143,\"○\",$AP$9:$AS$9)/1000)","v":""},{"$f":"IF(ISERROR(AB143),\"\",IF(AB143=\"\",\"\",AB143*'2_メイン'!$Z$19/1000))","v":""},{"$error":"#N/A"},{"$f":"IF(U143=\"\",\"\",U143*'2_メイン'!$Z$20)","v":""},{"$f":"IF(W143=\"\",\"\",W143*'2_メイン'!$Z$20)","v":""},1,2,3]
[null,130,null,null,null,null,null,null,null,null,null,"",null,null,null,null,null,null,{"$f":"IF(OR(F144=\"\",N144=\"\"),\"\",HLOOKUP(F144,$Y$2:$AU$3,2,FALSE))","v":""},null,"",{"$f":"IF(ISERROR(U144),\"\",IF(U144=\"\",\"\",U144*'2_メイン'!$Z$19/1000))","v":""},"",{"$f":"IF(ISERROR(W144),\"\",IF(W144=\"\",\"\",W144*'2_メイン'!$Z$19/1000))","v":""},"",{"$f":"IF(ISERROR(Y144),\"\",IF(Y144=\"\",\"\",Y144*'2_メイン'!$Z$19/1000))","v":""},{"$f":"IF(AND(C144=\"\",D144=\"○\"),\"○\",\"\")","v":""},"",{"$f":"IF(ISERROR(AB144),\"\",IF(AB144=\"\",\"\",AB144*'2_メイン'!$Z$19/1000))","v":""},{"$f":"HLOOKUP(I144,$FK$1:$FZ$2,2,FALSE)","v":{"$error":"#N/A"}},{"$f":"IF(U144=\"\",\"\",U144*'2_メイン'!$Z$20)","v":""},{"$f":"IF(W144=\"\",\"\",W144*'2_メイン'!$Z$20)","v":""},{"$f":"IF(OR(I144=$AD$8,I144=$AE$8),\"\",1)","v":1},{"$f":"IF(OR(I144=$AD$8,I144=$AE$8),\"\",2)","v":2},{"$f":"IF(OR(I144=$AD$8,I144=$AE$8),\"\",3)","v":3}]
[null,131,null,null,null,null,null,null,null,null,null,"",null,null,null,null,null,null,"",null,"",{"$f":"IF(ISERROR(U145),\"\",IF(U145=\"\",\"\",U145*'2_メイン'!$Z$19/1000))","v":""},"",{"$f":"IF(ISERROR(W145),\"\",IF(W145=\"\",\"\",W145*'2_メイン'!$Z$19/1000))","v":""},"",{"$f":"IF(ISERROR(Y145),\"\",IF(Y145=\"\",\"\",Y145*'2_メイン'!$Z$19/1000))","v":""},"","",{"$f":"IF(ISERROR(AB145),\"\",IF(AB145=\"\",\"\",AB145*'2_メイン'!$Z$19/1000))","v":""},{"$error":"#N/A"},{"$f":"IF(U145=\"\",\"\",U145*'2_メイン'!$Z$20)","v":""},{"$f":"IF(W145=\"\",\"\",W145*'2_メイン'!$Z$20)","v":""},1,2,3]
[null,132,null,null,null,null,null,null,null,null,null,"",null,null,null,null,null,null,"",null,"",{"$f":"IF(ISERROR(U146),\"\",IF(U146=\"\",\"\",U146*'2_メイン'!$Z$19/1000))","v":""},"",{"$f":"IF(ISERROR(W146),\"\",IF(W146=\"\",\"\",W146*'2_メイン'!$Z$19/1000))","v":""},"",{"$f":"IF(ISERROR(Y146),\"\",IF(Y146=\"\",\"\",Y146*'2_メイン'!$Z$19/1000))","v":""},"","",{"$f":"IF(ISERROR(AB146),\"\",IF(AB146=\"\",\"\",AB146*'2_メイン'!$Z$19/1000))","v":""},{"$error":"#N/A"},{"$f":"IF(U146=\"\",\"\",U146*'2_メイン'!$Z$20)","v":""},{"$f":"IF(W146=\"\",\"\",W146*'2_メイン'!$Z$20)","v":""},1,2,3]
[null,133,null,null,null,null,null,null,null,null,null,"",null,null,null,null,null,null,"",null,"",{"$f":"IF(ISERROR(U147),\"\",IF(U147=\"\",\"\",U147*'2_メイン'!$Z$19/1000))","v":""},"",{"$f":"IF(ISERROR(W147),\"\",IF(W147=\"\",\"\",W147*'2_メイン'!$Z$19/1000))","v":""},"",{"$f":"IF(ISERROR(Y147),\"\",IF(Y147=\"\",\"\",Y147*'2_メイン'!$Z$19/1000))","v":""},"","",{"$f":"IF(ISERROR(AB147),\"\",IF(AB147=\"\",\"\",AB147*'2_メイン'!$Z$19/1000))","v":""},{"$error":"#N/A"},{"$f":"IF(U147=\"\",\"\",U147*'2_メイン'!$Z$20)","v":""},{"$f":"IF(W147=\"\",\"\",W147*'2_メイン'!$Z$20)","v":""},1,2,3]
[null,134,null,null,null,null,null,null,null,null,null,"",null,null,null,null,null,null,"",null,"",{"$f":"IF(ISERROR(U148),\"\",IF(U148=\"\",\"\",U148*'2_メイン'!$Z$19/1000))","v":""},"",{"$f":"IF(ISERROR(W148),\"\",IF(W148=\"\",\"\",W148*'2_メイン'!$Z$19/1000))","v":""},"",{"$f":"IF(ISERROR(Y148),\"\",IF(Y148=\"\",\"\",Y148*'2_メイン'!$Z$19/1000))","v":""},"","",{"$f":"IF(ISERROR(AB148),\"\",IF(AB148=\"\",\"\",AB148*'2_メイン'!$Z$19/1000))","v":""},{"$error":"#N/A"},{"$f":"IF(U148=\"\",\"\",U148*'2_メイン'!$Z$20)","v":""},{"$f":"IF(W148=\"\",\"\",W148*'2_メイン'!$Z$20)","v":""},1,2,3]
[null,135,null,null,null,null,null,null,null,null,null,"",null,null,null,null,null,null,"",null,"",{"$f":"IF(ISERROR(U149),\"\",IF(U149=\"\",\"\",U149*'2_メイン'!$Z$19/1000))","v":""},"",{"$f":"IF(ISERROR(W149),\"\",IF(W149=\"\",\"\",W149*'2_メイン'!$Z$19/1000))","v":""},"",{"$f":"IF(ISERROR(Y149),\"\",IF(Y149=\"\",\"\",Y149*'2_メイン'!$Z$19/1000))","v":""},"","",{"$f":"IF(ISERROR(AB149),\"\",IF(AB149=\"\",\"\",AB149*'2_メイン'!$Z$19/1000))","v":""},{"$error":"#N/A"},{"$f":"IF(U149=\"\",\"\",U149*'2_メイン'!$Z$20)","v":""},{"$f":"IF(W149=\"\",\"\",W149*'2_メイン'!$Z$20)","v":""},1,2,3]
[null,136,null,null,null,null,null,null,null,null,null,"",null,null,null,null,null,null,"",null,"",{"$f":"IF(ISERROR(U150),\"\",IF(U150=\"\",\"\",U150*'2_メイン'!$Z$19/1000))","v":""},"",{"$f":"IF(ISERROR(W150),\"\",IF(W150=\"\",\"\",W150*'2_メイン'!$Z$19/1000))","v":""},"",{"$f":"IF(ISERROR(Y150),\"\",IF(Y150=\"\",\"\",Y150*'2_メイン'!$Z$19/1000))","v":""},"","",{"$f":"IF(ISERROR(AB150),\"\",IF(AB150=\"\",\"\",AB150*'2_メイン'!$Z$19/1000))","v":""},{"$error":"#N/A"},{"$f":"IF(U150=\"\",\"\",U150*'2_メイン'!$Z$20)","v":""},{"$f":"IF(W150=\"\",\"\",W150*'2_メイン'!$Z$20)","v":""},1,2,3]
[null,137,null,null,null,null,null,null,null,null,null,"",null,null,null,null,null,null,"",null,"",{"$f":"IF(ISERROR(U151),\"\",IF(U151=\"\",\"\",U151*'2_メイン'!$Z$19/1000))","v":""},"",{"$f":"IF(ISERROR(W151),\"\",IF(W151=\"\",\"\",W151*'2_メイン'!$Z$19/1000))","v":""},"",{"$f":"IF(ISERROR(Y151),\"\",IF(Y151=\"\",\"\",Y151*'2_メイン'!$Z$19/1000))","v":""},"","",{"$f":"IF(ISERROR(AB151),\"\",IF(AB151=\"\",\"\",AB151*'2_メイン'!$Z$19/1000))","v":""},{"$error":"#N/A"},{"$f":"IF(U151=\"\",\"\",U151*'2_メイン'!$Z$20)","v":""},{"$f":"IF(W151=\"\",\"\",W151*'2_メイン'!$Z$20)","v":""},1,2,3]
[null,138,null,null,null,null,null,null,null,null,null,"",null,null,null,null,null,null,"",null,"",{"$f":"IF(ISERROR(U152),\"\",IF(U152=\"\",\"\",U152*'2_メイン'!$Z$19/1000))","v":""},"",{"$f":"IF(ISERROR(W152),\"\",IF(W152=\"\",\"\",W152*'2_メイン'!$Z$19/1000))","v":""},"",{"$f":"IF(ISERROR(Y152),\"\",IF(Y152=\"\",\"\",Y152*'2_メイン'!$Z$19/1000))","v":""},"","",{"$f":"IF(ISERROR(AB152),\"\",IF(AB152=\"\",\"\",AB152*'2_メイン'!$Z$19/1000))","v":""},{"$error":"#N/A"},{"$f":"IF(U152=\"\",\"\",U152*'2_メイン'!$Z$20)","v":""},{"$f":"IF(W152=\"\",\"\",W152*'2_メイン'!$Z$20)","v":""},1,2,3]
[null,139,null,null,null,null,null,null,null,null,null,"",null,null,null,null,null,null,"",null,"",{"$f":"IF(ISERROR(U153),\"\",IF(U153=\"\",\"\",U153*'2_メイン'!$Z$19/1000))","v":""},"",{"$f":"IF(ISERROR(W153),\"\",IF(W153=\"\",\"\",W153*'2_メイン'!$Z$19/1000))","v":""},"",{"$f":"IF(ISERROR(Y153),\"\",IF(Y153=\"\",\"\",Y153*'2_メイン'!$Z$19/1000))","v":""},"","",{"$f":"IF(ISERROR(AB153),\"\",IF(AB153=\"\",\"\",AB153*'2_メイン'!$Z$19/1000))","v":""},{"$error":"#N/A"},{"$f":"IF(U153=\"\",\"\",U153*'2_メイン'!$Z$20)","v":""},{"$f":"IF(W153=\"\",\"\",W153*'2_メイン'!$Z$20)","v":""},1,2,3]
[null,140,null,null,null,null,null,null,null,null,null,"",null,null,null,null,null,null,"",null,"",{"$f":"IF(ISERROR(U154),\"\",IF(U154=\"\",\"\",U154*'2_メイン'!$Z$19/1000))","v":""},"",{"$f":"IF(ISERROR(W154),\"\",IF(W154=\"\",\"\",W154*'2_メイン'!$Z$19/1000))","v":""},"",{"$f":"IF(ISERROR(Y154),\"\",IF(Y154=\"\",\"\",Y154*'2_メイン'!$Z$19/1000))","v":""},"","",{"$f":"IF(ISERROR(AB154),\"\",IF(AB154=\"\",\"\",AB154*'2_メイン'!$Z$19/1000))","v":""},{"$error":"#N/A"},{"$f":"IF(U154=\"\",\"\",U154*'2_メイン'!$Z$20)","v":""},{"$f":"IF(W154=\"\",\"\",W154*'2_メイン'!$Z$20)","v":""},1,2,3]
[null,141,null,null,null,null,null,null,null,null,null,"",null,null,null,null,null,null,"",null,"",{"$f":"IF(ISERROR(U155),\"\",IF(U155=\"\",\"\",U155*'2_メイン'!$Z$19/1000))","v":""},"",{"$f":"IF(ISERROR(W155),\"\",IF(W155=\"\",\"\",W155*'2_メイン'!$Z$19/1000))","v":""},"",{"$f":"IF(ISERROR(Y155),\"\",IF(Y155=\"\",\"\",Y155*'2_メイン'!$Z$19/1000))","v":""},"","",{"$f":"IF(ISERROR(AB155),\"\",IF(AB155=\"\",\"\",AB155*'2_メイン'!$Z$19/1000))","v":""},{"$error":"#N/A"},{"$f":"IF(U155=\"\",\"\",U155*'2_メイン'!$Z$20)","v":""},{"$f":"IF(W155=\"\",\"\",W155*'2_メイン'!$Z$20)","v":""},1,2,3]
[null,142,null,null,null,null,null,null,null,null,null,"",null,null,null,null,null,null,"",null,"",{"$f":"IF(ISERROR(U156),\"\",IF(U156=\"\",\"\",U156*'2_メイン'!$Z$19/1000))","v":""},"",{"$f":"IF(ISERROR(W156),\"\",IF(W156=\"\",\"\",W156*'2_メイン'!$Z$19/1000))","v":""},"",{"$f":"IF(ISERROR(Y156),\"\",IF(Y156=\"\",\"\",Y156*'2_メイン'!$Z$19/1000))","v":""},"","",{"$f":"IF(ISERROR(AB156),\"\",IF(AB156=\"\",\"\",AB156*'2_メイン'!$Z$19/1000))","v":""},{"$error":"#N/A"},{"$f":"IF(U156=\"\",\"\",U156*'2_メイン'!$Z$20)","v":""},{"$f":"IF(W156=\"\",\"\",W156*'2_メイン'!$Z$20)","v":""},1,2,3]
[null,143,null,null,null,null,null,null,null,null,null,"",null,null,null,null,null,null,"",null,"",{"$f":"IF(ISERROR(U157),\"\",IF(U157=\"\",\"\",U157*'2_メイン'!$Z$19/1000))","v":""},"",{"$f":"IF(ISERROR(W157),\"\",IF(W157=\"\",\"\",W157*'2_メイン'!$Z$19/1000))","v":""},"",{"$f":"IF(ISERROR(Y157),\"\",IF(Y157=\"\",\"\",Y157*'2_メイン'!$Z$19/1000))","v":""},"","",{"$f":"IF(ISERROR(AB157),\"\",IF(AB157=\"\",\"\",AB157*'2_メイン'!$Z$19/1000))","v":""},{"$error":"#N/A"},{"$f":"IF(U157=\"\",\"\",U157*'2_メイン'!$Z$20)","v":""},{"$f":"IF(W157=\"\",\"\",W157*'2_メイン'!$Z$20)","v":""},1,2,3]
[null,144,null,null,null,null,null,null,null,null,null,"",null,null,null,null,null,null,"",null,"",{"$f":"IF(ISERROR(U158),\"\",IF(U158=\"\",\"\",U158*'2_メイン'!$Z$19/1000))","v":""},"",{"$f":"IF(ISERROR(W158),\"\",IF(W158=\"\",\"\",W158*'2_メイン'!$Z$19/1000))","v":""},"",{"$f":"IF(ISERROR(Y158),\"\",IF(Y158=\"\",\"\",Y158*'2_メイン'!$Z$19/1000))","v":""},"","",{"$f":"IF(ISERROR(AB158),\"\",IF(AB158=\"\",\"\",AB158*'2_メイン'!$Z$19/1000))","v":""},{"$error":"#N/A"},{"$f":"IF(U158=\"\",\"\",U158*'2_メイン'!$Z$20)","v":""},{"$f":"IF(W158=\"\",\"\",W158*'2_メイン'!$Z$20)","v":""},1,2,3]
[null,145,null,null,null,null,null,null,null,null,null,"",null,null,null,null,null,null,"",null,"",{"$f":"IF(ISERROR(U159),\"\",IF(U159=\"\",\"\",U159*'2_メイン'!$Z$19/1000))","v":""},"",{"$f":"IF(ISERROR(W159),\"\",IF(W159=\"\",\"\",W159*'2_メイン'!$Z$19/1000))","v":""},"",{"$f":"IF(ISERROR(Y159),\"\",IF(Y159=\"\",\"\",Y159*'2_メイン'!$Z$19/1000))","v":""},"","",{"$f":"IF(ISERROR(AB159),\"\",IF(AB159=\"\",\"\",AB159*'2_メイン'!$Z$19/1000))","v":""},{"$error":"#N/A"},{"$f":"IF(U159=\"\",\"\",U159*'2_メイン'!$Z$20)","v":""},{"$f":"IF(W159=\"\",\"\",W159*'2_メイン'!$Z$20)","v":""},1,2,3]
[null,146,null,null,null,null,null,null,null,null,null,"",null,null,null,null,null,null,"",null,"",{"$f":"IF(ISERROR(U160),\"\",IF(U160=\"\",\"\",U160*'2_メイン'!$Z$19/1000))","v":""},"",{"$f":"IF(ISERROR(W160),\"\",IF(W160=\"\",\"\",W160*'2_メイン'!$Z$19/1000))","v":""},"",{"$f":"IF(ISERROR(Y160),\"\",IF(Y160=\"\",\"\",Y160*'2_メイン'!$Z$19/1000))","v":""},"","",{"$f":"IF(ISERROR(AB160),\"\",IF(AB160=\"\",\"\",AB160*'2_メイン'!$Z$19/1000))","v":""},{"$error":"#N/A"},{"$f":"IF(U160=\"\",\"\",U160*'2_メイン'!$Z$20)","v":""},{"$f":"IF(W160=\"\",\"\",W160*'2_メイン'!$Z$20)","v":""},1,2,3]
[null,147,null,null,null,null,null,null,null,null,null,"",null,null,null,null,null,null,"",null,"",{"$f":"IF(ISERROR(U161),\"\",IF(U161=\"\",\"\",U161*'2_メイン'!$Z$19/1000))","v":""},"",{"$f":"IF(ISERROR(W161),\"\",IF(W161=\"\",\"\",W161*'2_メイン'!$Z$19/1000))","v":""},"",{"$f":"IF(ISERROR(Y161),\"\",IF(Y161=\"\",\"\",Y161*'2_メイン'!$Z$19/1000))","v":""},"","",{"$f":"IF(ISERROR(AB161),\"\",IF(AB161=\"\",\"\",AB161*'2_メイン'!$Z$19/1000))","v":""},{"$error":"#N/A"},{"$f":"IF(U161=\"\",\"\",U161*'2_メイン'!$Z$20)","v":""},{"$f":"IF(W161=\"\",\"\",W161*'2_メイン'!$Z$20)","v":""},1,2,3]
[null,148,null,null,null,null,null,null,null,null,null,"",null,null,null,null,null,null,"",null,"",{"$f":"IF(ISERROR(U162),\"\",IF(U162=\"\",\"\",U162*'2_メイン'!$Z$19/1000))","v":""},"",{"$f":"IF(ISERROR(W162),\"\",IF(W162=\"\",\"\",W162*'2_メイン'!$Z$19/1000))","v":""},"",{"$f":"IF(ISERROR(Y162),\"\",IF(Y162=\"\",\"\",Y162*'2_メイン'!$Z$19/1000))","v":""},"","",{"$f":"IF(ISERROR(AB162),\"\",IF(AB162=\"\",\"\",AB162*'2_メイン'!$Z$19/1000))","v":""},{"$error":"#N/A"},{"$f":"IF(U162=\"\",\"\",U162*'2_メイン'!$Z$20)","v":""},{"$f":"IF(W162=\"\",\"\",W162*'2_メイン'!$Z$20)","v":""},1,2,3]
[null,149,null,null,null,null,null,null,null,null,null,"",null,null,null,null,null,null,"",null,"",{"$f":"IF(ISERROR(U163),\"\",IF(U163=\"\",\"\",U163*'2_メイン'!$Z$19/1000))","v":""},"",{"$f":"IF(ISERROR(W163),\"\",IF(W163=\"\",\"\",W163*'2_メイン'!$Z$19/1000))","v":""},"",{"$f":"IF(ISERROR(Y163),\"\",IF(Y163=\"\",\"\",Y163*'2_メイン'!$Z$19/1000))","v":""},"","",{"$f":"IF(ISERROR(AB163),\"\",IF(AB163=\"\",\"\",AB163*'2_メイン'!$Z$19/1000))","v":""},{"$error":"#N/A"},{"$f":"IF(U163=\"\",\"\",U163*'2_メイン'!$Z$20)","v":""},{"$f":"IF(W163=\"\",\"\",W163*'2_メイン'!$Z$20)","v":""},1,2,3]
[null,150,null,null,null,null,null,null,null,null,null,"",null,null,null,null,null,null,"",null,"",{"$f":"IF(ISERROR(U164),\"\",IF(U164=\"\",\"\",U164*'2_メイン'!$Z$19/1000))","v":""},"",{"$f":"IF(ISERROR(W164),\"\",IF(W164=\"\",\"\",W164*'2_メイン'!$Z$19/1000))","v":""},"",{"$f":"IF(ISERROR(Y164),\"\",IF(Y164=\"\",\"\",Y164*'2_メイン'!$Z$19/1000))","v":""},"","",{"$f":"IF(ISERROR(AB164),\"\",IF(AB164=\"\",\"\",AB164*'2_メイン'!$Z$19/1000))","v":""},{"$error":"#N/A"},{"$f":"IF(U164=\"\",\"\",U164*'2_メイン'!$Z$20)","v":""},{"$f":"IF(W164=\"\",\"\",W164*'2_メイン'!$Z$20)","v":""},1,2,3]
[null,151,null,null,null,null,null,null,null,null,null,"",null,null,null,null,null,null,"",null,"",{"$f":"IF(ISERROR(U165),\"\",IF(U165=\"\",\"\",U165*'2_メイン'!$Z$19/1000))","v":""},"",{"$f":"IF(ISERROR(W165),\"\",IF(W165=\"\",\"\",W165*'2_メイン'!$Z$19/1000))","v":""},"",{"$f":"IF(ISERROR(Y165),\"\",IF(Y165=\"\",\"\",Y165*'2_メイン'!$Z$19/1000))","v":""},"","",{"$f":"IF(ISERROR(AB165),\"\",IF(AB165=\"\",\"\",AB165*'2_メイン'!$Z$19/1000))","v":""},{"$error":"#N/A"},{"$f":"IF(U165=\"\",\"\",U165*'2_メイン'!$Z$20)","v":""},{"$f":"IF(W165=\"\",\"\",W165*'2_メイン'!$Z$20)","v":""},1,2,3]
[null,152,null,null,null,null,null,null,null,null,null,"",null,null,null,null,null,null,"",null,"",{"$f":"IF(ISERROR(U166),\"\",IF(U166=\"\",\"\",U166*'2_メイン'!$Z$19/1000))","v":""},"",{"$f":"IF(ISERROR(W166),\"\",IF(W166=\"\",\"\",W166*'2_メイン'!$Z$19/1000))","v":""},"",{"$f":"IF(ISERROR(Y166),\"\",IF(Y166=\"\",\"\",Y166*'2_メイン'!$Z$19/1000))","v":""},"","",{"$f":"IF(ISERROR(AB166),\"\",IF(AB166=\"\",\"\",AB166*'2_メイン'!$Z$19/1000))","v":""},{"$error":"#N/A"},{"$f":"IF(U166=\"\",\"\",U166*'2_メイン'!$Z$20)","v":""},{"$f":"IF(W166=\"\",\"\",W166*'2_メイン'!$Z$20)","v":""},1,2,3]
[null,153,null,null,null,null,null,null,null,null,null,"",null,null,null,null,null,null,"",null,"",{"$f":"IF(ISERROR(U167),\"\",IF(U167=\"\",\"\",U167*'2_メイン'!$Z$19/1000))","v":""},"",{"$f":"IF(ISERROR(W167),\"\",IF(W167=\"\",\"\",W167*'2_メイン'!$Z$19/1000))","v":""},"",{"$f":"IF(ISERROR(Y167),\"\",IF(Y167=\"\",\"\",Y167*'2_メイン'!$Z$19/1000))","v":""},"","",{"$f":"IF(ISERROR(AB167),\"\",IF(AB167=\"\",\"\",AB167*'2_メイン'!$Z$19/1000))","v":""},{"$error":"#N/A"},{"$f":"IF(U167=\"\",\"\",U167*'2_メイン'!$Z$20)","v":""},{"$f":"IF(W167=\"\",\"\",W167*'2_メイン'!$Z$20)","v":""},1,2,3]
[null,154,null,null,null,null,null,null,null,null,null,"",null,null,null,null,null,null,"",null,"",{"$f":"IF(ISERROR(U168),\"\",IF(U168=\"\",\"\",U168*'2_メイン'!$Z$19/1000))","v":""},"",{"$f":"IF(ISERROR(W168),\"\",IF(W168=\"\",\"\",W168*'2_メイン'!$Z$19/1000))","v":""},"",{"$f":"IF(ISERROR(Y168),\"\",IF(Y168=\"\",\"\",Y168*'2_メイン'!$Z$19/1000))","v":""},"","",{"$f":"IF(ISERROR(AB168),\"\",IF(AB168=\"\",\"\",AB168*'2_メイン'!$Z$19/1000))","v":""},{"$error":"#N/A"},{"$f":"IF(U168=\"\",\"\",U168*'2_メイン'!$Z$20)","v":""},{"$f":"IF(W168=\"\",\"\",W168*'2_メイン'!$Z$20)","v":""},1,2,3]
[null,155,null,null,null,null,null,null,null,null,null,"",null,null,null,null,null,null,"",null,"",{"$f":"IF(ISERROR(U169),\"\",IF(U169=\"\",\"\",U169*'2_メイン'!$Z$19/1000))","v":""},"",{"$f":"IF(ISERROR(W169),\"\",IF(W169=\"\",\"\",W169*'2_メイン'!$Z$19/1000))","v":""},"",{"$f":"IF(ISERROR(Y169),\"\",IF(Y169=\"\",\"\",Y169*'2_メイン'!$Z$19/1000))","v":""},"","",{"$f":"IF(ISERROR(AB169),\"\",IF(AB169=\"\",\"\",AB169*'2_メイン'!$Z$19/1000))","v":""},{"$error":"#N/A"},{"$f":"IF(U169=\"\",\"\",U169*'2_メイン'!$Z$20)","v":""},{"$f":"IF(W169=\"\",\"\",W169*'2_メイン'!$Z$20)","v":""},1,2,3]
[null,156,null,null,null,null,null,null,null,null,null,"",null,null,null,null,null,null,"",null,"",{"$f":"IF(ISERROR(U170),\"\",IF(U170=\"\",\"\",U170*'2_メイン'!$Z$19/1000))","v":""},"",{"$f":"IF(ISERROR(W170),\"\",IF(W170=\"\",\"\",W170*'2_メイン'!$Z$19/1000))","v":""},"",{"$f":"IF(ISERROR(Y170),\"\",IF(Y170=\"\",\"\",Y170*'2_メイン'!$Z$19/1000))","v":""},"","",{"$f":"IF(ISERROR(AB170),\"\",IF(AB170=\"\",\"\",AB170*'2_メイン'!$Z$19/1000))","v":""},{"$error":"#N/A"},{"$f":"IF(U170=\"\",\"\",U170*'2_メイン'!$Z$20)","v":""},{"$f":"IF(W170=\"\",\"\",W170*'2_メイン'!$Z$20)","v":""},1,2,3]
[null,157,null,null,null,null,null,null,null,null,null,"",null,null,null,null,null,null,"",null,"",{"$f":"IF(ISERROR(U171),\"\",IF(U171=\"\",\"\",U171*'2_メイン'!$Z$19/1000))","v":""},"",{"$f":"IF(ISERROR(W171),\"\",IF(W171=\"\",\"\",W171*'2_メイン'!$Z$19/1000))","v":""},"",{"$f":"IF(ISERROR(Y171),\"\",IF(Y171=\"\",\"\",Y171*'2_メイン'!$Z$19/1000))","v":""},"","",{"$f":"IF(ISERROR(AB171),\"\",IF(AB171=\"\",\"\",AB171*'2_メイン'!$Z$19/1000))","v":""},{"$error":"#N/A"},{"$f":"IF(U171=\"\",\"\",U171*'2_メイン'!$Z$20)","v":""},{"$f":"IF(W171=\"\",\"\",W171*'2_メイン'!$Z$20)","v":""},1,2,3]
[null,158,null,null,null,null,null,null,null,null,null,"",null,null,null,null,null,null,"",null,"",{"$f":"IF(ISERROR(U172),\"\",IF(U172=\"\",\"\",U172*'2_メイン'!$Z$19/1000))","v":""},"",{"$f":"IF(ISERROR(W172),\"\",IF(W172=\"\",\"\",W172*'2_メイン'!$Z$19/1000))","v":""},"",{"$f":"IF(ISERROR(Y172),\"\",IF(Y172=\"\",\"\",Y172*'2_メイン'!$Z$19/1000))","v":""},"","",{"$f":"IF(ISERROR(AB172),\"\",IF(AB172=\"\",\"\",AB172*'2_メイン'!$Z$19/1000))","v":""},{"$error":"#N/A"},{"$f":"IF(U172=\"\",\"\",U172*'2_メイン'!$Z$20)","v":""},{"$f":"IF(W172=\"\",\"\",W172*'2_メイン'!$Z$20)","v":""},1,2,3]
[null,159,null,null,null,null,null,null,null,null,null,"",null,null,null,null,null,null,"",null,"",{"$f":"IF(ISERROR(U173),\"\",IF(U173=\"\",\"\",U173*'2_メイン'!$Z$19/1000))","v":""},"",{"$f":"IF(ISERROR(W173),\"\",IF(W173=\"\",\"\",W173*'2_メイン'!$Z$19/1000))","v":""},"",{"$f":"IF(ISERROR(Y173),\"\",IF(Y173=\"\",\"\",Y173*'2_メイン'!$Z$19/1000))","v":""},"","",{"$f":"IF(ISERROR(AB173),\"\",IF(AB173=\"\",\"\",AB173*'2_メイン'!$Z$19/1000))","v":""},{"$error":"#N/A"},{"$f":"IF(U173=\"\",\"\",U173*'2_メイン'!$Z$20)","v":""},{"$f":"IF(W173=\"\",\"\",W173*'2_メイン'!$Z$20)","v":""},1,2,3]
[null,160,null,null,null,null,null,null,null,null,null,"",null,null,null,null,null,null,"",null,"",{"$f":"IF(ISERROR(U174),\"\",IF(U174=\"\",\"\",U174*'2_メイン'!$Z$19/1000))","v":""},"",{"$f":"IF(ISERROR(W174),\"\",IF(W174=\"\",\"\",W174*'2_メイン'!$Z$19/1000))","v":""},"",{"$f":"IF(ISERROR(Y174),\"\",IF(Y174=\"\",\"\",Y174*'2_メイン'!$Z$19/1000))","v":""},"","",{"$f":"IF(ISERROR(AB174),\"\",IF(AB174=\"\",\"\",AB174*'2_メイン'!$Z$19/1000))","v":""},{"$error":"#N/A"},{"$f":"IF(U174=\"\",\"\",U174*'2_メイン'!$Z$20)","v":""},{"$f":"IF(W174=\"\",\"\",W174*'2_メイン'!$Z$20)","v":""},1,2,3]
[null,161,null,null,null,null,null,null,null,null,null,"",null,null,null,null,null,null,"",null,{"$f":"IF(N175=\"\",\"\",IF(M175=\"\",L175,M175)*IF(T175=\"\",S175,T175)*N175*(1-SUMIF(O175:R175,\"○\",$AP$9:$AS$9))/1000)","v":""},{"$f":"IF(ISERROR(U175),\"\",IF(U175=\"\",\"\",U175*'2_メイン'!$Z$19/1000))","v":""},{"$f":"IF(N175=\"\",\"\",IF(M175=\"\",L175,M175)*IF(T175=\"\",S175,T175)*N175/(1-HLOOKUP(I175,$Y$8:$AN$9,2,FALSE))/1000)","v":""},{"$f":"IF(ISERROR(W175),\"\",IF(W175=\"\",\"\",W175*'2_メイン'!$Z$19/1000))","v":""},{"$f":"IF(N175=\"\",\"\",IF(M175=\"\",L175,M175)*IF(T175=\"\",S175,T175)*N175/1000)","v":""},{"$f":"IF(ISERROR(Y175),\"\",IF(Y175=\"\",\"\",Y175*'2_メイン'!$Z$19/1000))","v":""},"",{"$f":"IF(N175=\"\",\"\",IF(M175=\"\",L175,M175)*IF(T175=\"\",S175,T175)*N175*SUMIF(O175:R175,\"○\",$AP$9:$AS$9)/1000)","v":""},{"$f":"IF(ISERROR(AB175),\"\",IF(AB175=\"\",\"\",AB175*'2_メイン'!$Z$19/1000))","v":""},{"$error":"#N/A"},{"$f":"IF(U175=\"\",\"\",U175*'2_メイン'!$Z$20)","v":""},{"$f":"IF(W175=\"\",\"\",W175*'2_メイン'!$Z$20)","v":""},1,2,3]
[null,162,null,null,null,null,null,null,null,null,null,"",null,null,null,null,null,null,"",null,"",{"$f":"IF(ISERROR(U176),\"\",IF(U176=\"\",\"\",U176*'2_メイン'!$Z$19/1000))","v":""},"",{"$f":"IF(ISERROR(W176),\"\",IF(W176=\"\",\"\",W176*'2_メイン'!$Z$19/1000))","v":""},"",{"$f":"IF(ISERROR(Y176),\"\",IF(Y176=\"\",\"\",Y176*'2_メイン'!$Z$19/1000))","v":""},"","",{"$f":"IF(ISERROR(AB176),\"\",IF(AB176=\"\",\"\",AB176*'2_メイン'!$Z$19/1000))","v":""},{"$error":"#N/A"},{"$f":"IF(U176=\"\",\"\",U176*'2_メイン'!$Z$20)","v":""},{"$f":"IF(W176=\"\",\"\",W176*'2_メイン'!$Z$20)","v":""},1,2,3]
[null,163,null,null,null,null,null,null,null,null,null,"",null,null,null,null,null,null,"",null,"",{"$f":"IF(ISERROR(U177),\"\",IF(U177=\"\",\"\",U177*'2_メイン'!$Z$19/1000))","v":""},"",{"$f":"IF(ISERROR(W177),\"\",IF(W177=\"\",\"\",W177*'2_メイン'!$Z$19/1000))","v":""},"",{"$f":"IF(ISERROR(Y177),\"\",IF(Y177=\"\",\"\",Y177*'2_メイン'!$Z$19/1000))","v":""},"","",{"$f":"IF(ISERROR(AB177),\"\",IF(AB177=\"\",\"\",AB177*'2_メイン'!$Z$19/1000))","v":""},{"$error":"#N/A"},{"$f":"IF(U177=\"\",\"\",U177*'2_メイン'!$Z$20)","v":""},{"$f":"IF(W177=\"\",\"\",W177*'2_メイン'!$Z$20)","v":""},1,2,3]
[null,164,null,null,null,null,null,null,null,null,null,"",null,null,null,null,null,null,"",null,"",{"$f":"IF(ISERROR(U178),\"\",IF(U178=\"\",\"\",U178*'2_メイン'!$Z$19/1000))","v":""},"",{"$f":"IF(ISERROR(W178),\"\",IF(W178=\"\",\"\",W178*'2_メイン'!$Z$19/1000))","v":""},"",{"$f":"IF(ISERROR(Y178),\"\",IF(Y178=\"\",\"\",Y178*'2_メイン'!$Z$19/1000))","v":""},"","",{"$f":"IF(ISERROR(AB178),\"\",IF(AB178=\"\",\"\",AB178*'2_メイン'!$Z$19/1000))","v":""},{"$error":"#N/A"},{"$f":"IF(U178=\"\",\"\",U178*'2_メイン'!$Z$20)","v":""},{"$f":"IF(W178=\"\",\"\",W178*'2_メイン'!$Z$20)","v":""},1,2,3]
[null,165,null,null,null,null,null,null,null,null,null,"",null,null,null,null,null,null,"",null,"",{"$f":"IF(ISERROR(U179),\"\",IF(U179=\"\",\"\",U179*'2_メイン'!$Z$19/1000))","v":""},"",{"$f":"IF(ISERROR(W179),\"\",IF(W179=\"\",\"\",W179*'2_メイン'!$Z$19/1000))","v":""},"",{"$f":"IF(ISERROR(Y179),\"\",IF(Y179=\"\",\"\",Y179*'2_メイン'!$Z$19/1000))","v":""},"","",{"$f":"IF(ISERROR(AB179),\"\",IF(AB179=\"\",\"\",AB179*'2_メイン'!$Z$19/1000))","v":""},{"$error":"#N/A"},{"$f":"IF(U179=\"\",\"\",U179*'2_メイン'!$Z$20)","v":""},{"$f":"IF(W179=\"\",\"\",W179*'2_メイン'!$Z$20)","v":""},1,2,3]
[null,166,null,null,null,null,null,null,null,null,null,"",null,null,null,null,null,null,"",null,"",{"$f":"IF(ISERROR(U180),\"\",IF(U180=\"\",\"\",U180*'2_メイン'!$Z$19/1000))","v":""},"",{"$f":"IF(ISERROR(W180),\"\",IF(W180=\"\",\"\",W180*'2_メイン'!$Z$19/1000))","v":""},"",{"$f":"IF(ISERROR(Y180),\"\",IF(Y180=\"\",\"\",Y180*'2_メイン'!$Z$19/1000))","v":""},"","",{"$f":"IF(ISERROR(AB180),\"\",IF(AB180=\"\",\"\",AB180*'2_メイン'!$Z$19/1000))","v":""},{"$error":"#N/A"},{"$f":"IF(U180=\"\",\"\",U180*'2_メイン'!$Z$20)","v":""},{"$f":"IF(W180=\"\",\"\",W180*'2_メイン'!$Z$20)","v":""},1,2,3]
[null,167,null,null,null,null,null,null,null,null,null,"",null,null,null,null,null,null,"",null,"",{"$f":"IF(ISERROR(U181),\"\",IF(U181=\"\",\"\",U181*'2_メイン'!$Z$19/1000))","v":""},"",{"$f":"IF(ISERROR(W181),\"\",IF(W181=\"\",\"\",W181*'2_メイン'!$Z$19/1000))","v":""},"",{"$f":"IF(ISERROR(Y181),\"\",IF(Y181=\"\",\"\",Y181*'2_メイン'!$Z$19/1000))","v":""},"","",{"$f":"IF(ISERROR(AB181),\"\",IF(AB181=\"\",\"\",AB181*'2_メイン'!$Z$19/1000))","v":""},{"$error":"#N/A"},{"$f":"IF(U181=\"\",\"\",U181*'2_メイン'!$Z$20)","v":""},{"$f":"IF(W181=\"\",\"\",W181*'2_メイン'!$Z$20)","v":""},1,2,3]
[null,168,null,null,null,null,null,null,null,null,null,"",null,null,null,null,null,null,"",null,"",{"$f":"IF(ISERROR(U182),\"\",IF(U182=\"\",\"\",U182*'2_メイン'!$Z$19/1000))","v":""},"",{"$f":"IF(ISERROR(W182),\"\",IF(W182=\"\",\"\",W182*'2_メイン'!$Z$19/1000))","v":""},"",{"$f":"IF(ISERROR(Y182),\"\",IF(Y182=\"\",\"\",Y182*'2_メイン'!$Z$19/1000))","v":""},"","",{"$f":"IF(ISERROR(AB182),\"\",IF(AB182=\"\",\"\",AB182*'2_メイン'!$Z$19/1000))","v":""},{"$error":"#N/A"},{"$f":"IF(U182=\"\",\"\",U182*'2_メイン'!$Z$20)","v":""},{"$f":"IF(W182=\"\",\"\",W182*'2_メイン'!$Z$20)","v":""},1,2,3]
[null,169,null,null,null,null,null,null,null,null,null,"",null,null,null,null,null,null,"",null,"",{"$f":"IF(ISERROR(U183),\"\",IF(U183=\"\",\"\",U183*'2_メイン'!$Z$19/1000))","v":""},"",{"$f":"IF(ISERROR(W183),\"\",IF(W183=\"\",\"\",W183*'2_メイン'!$Z$19/1000))","v":""},"",{"$f":"IF(ISERROR(Y183),\"\",IF(Y183=\"\",\"\",Y183*'2_メイン'!$Z$19/1000))","v":""},"","",{"$f":"IF(ISERROR(AB183),\"\",IF(AB183=\"\",\"\",AB183*'2_メイン'!$Z$19/1000))","v":""},{"$error":"#N/A"},{"$f":"IF(U183=\"\",\"\",U183*'2_メイン'!$Z$20)","v":""},{"$f":"IF(W183=\"\",\"\",W183*'2_メイン'!$Z$20)","v":""},1,2,3]
[null,170,null,null,null,null,null,null,null,null,null,"",null,null,null,null,null,null,"",null,"",{"$f":"IF(ISERROR(U184),\"\",IF(U184=\"\",\"\",U184*'2_メイン'!$Z$19/1000))","v":""},"",{"$f":"IF(ISERROR(W184),\"\",IF(W184=\"\",\"\",W184*'2_メイン'!$Z$19/1000))","v":""},"",{"$f":"IF(ISERROR(Y184),\"\",IF(Y184=\"\",\"\",Y184*'2_メイン'!$Z$19/1000))","v":""},"","",{"$f":"IF(ISERROR(AB184),\"\",IF(AB184=\"\",\"\",AB184*'2_メイン'!$Z$19/1000))","v":""},{"$error":"#N/A"},{"$f":"IF(U184=\"\",\"\",U184*'2_メイン'!$Z$20)","v":""},{"$f":"IF(W184=\"\",\"\",W184*'2_メイン'!$Z$20)","v":""},1,2,3]
[null,171,null,null,null,null,null,null,null,null,null,"",null,null,null,null,null,null,"",null,"",{"$f":"IF(ISERROR(U185),\"\",IF(U185=\"\",\"\",U185*'2_メイン'!$Z$19/1000))","v":""},"",{"$f":"IF(ISERROR(W185),\"\",IF(W185=\"\",\"\",W185*'2_メイン'!$Z$19/1000))","v":""},"",{"$f":"IF(ISERROR(Y185),\"\",IF(Y185=\"\",\"\",Y185*'2_メイン'!$Z$19/1000))","v":""},"","",{"$f":"IF(ISERROR(AB185),\"\",IF(AB185=\"\",\"\",AB185*'2_メイン'!$Z$19/1000))","v":""},{"$error":"#N/A"},{"$f":"IF(U185=\"\",\"\",U185*'2_メイン'!$Z$20)","v":""},{"$f":"IF(W185=\"\",\"\",W185*'2_メイン'!$Z$20)","v":""},1,2,3]
[null,172,null,null,null,null,null,null,null,null,null,"",null,null,null,null,null,null,"",null,"",{"$f":"IF(ISERROR(U186),\"\",IF(U186=\"\",\"\",U186*'2_メイン'!$Z$19/1000))","v":""},"",{"$f":"IF(ISERROR(W186),\"\",IF(W186=\"\",\"\",W186*'2_メイン'!$Z$19/1000))","v":""},"",{"$f":"IF(ISERROR(Y186),\"\",IF(Y186=\"\",\"\",Y186*'2_メイン'!$Z$19/1000))","v":""},"","",{"$f":"IF(ISERROR(AB186),\"\",IF(AB186=\"\",\"\",AB186*'2_メイン'!$Z$19/1000))","v":""},{"$error":"#N/A"},{"$f":"IF(U186=\"\",\"\",U186*'2_メイン'!$Z$20)","v":""},{"$f":"IF(W186=\"\",\"\",W186*'2_メイン'!$Z$20)","v":""},1,2,3]
[null,173,null,null,null,null,null,null,null,null,null,"",null,null,null,null,null,null,"",null,"",{"$f":"IF(ISERROR(U187),\"\",IF(U187=\"\",\"\",U187*'2_メイン'!$Z$19/1000))","v":""},"",{"$f":"IF(ISERROR(W187),\"\",IF(W187=\"\",\"\",W187*'2_メイン'!$Z$19/1000))","v":""},"",{"$f":"IF(ISERROR(Y187),\"\",IF(Y187=\"\",\"\",Y187*'2_メイン'!$Z$19/1000))","v":""},"","",{"$f":"IF(ISERROR(AB187),\"\",IF(AB187=\"\",\"\",AB187*'2_メイン'!$Z$19/1000))","v":""},{"$error":"#N/A"},{"$f":"IF(U187=\"\",\"\",U187*'2_メイン'!$Z$20)","v":""},{"$f":"IF(W187=\"\",\"\",W187*'2_メイン'!$Z$20)","v":""},1,2,3]
[null,174,null,null,null,null,null,null,null,null,null,"",null,null,null,null,null,null,"",null,"",{"$f":"IF(ISERROR(U188),\"\",IF(U188=\"\",\"\",U188*'2_メイン'!$Z$19/1000))","v":""},"",{"$f":"IF(ISERROR(W188),\"\",IF(W188=\"\",\"\",W188*'2_メイン'!$Z$19/1000))","v":""},"",{"$f":"IF(ISERROR(Y188),\"\",IF(Y188=\"\",\"\",Y188*'2_メイン'!$Z$19/1000))","v":""},"","",{"$f":"IF(ISERROR(AB188),\"\",IF(AB188=\"\",\"\",AB188*'2_メイン'!$Z$19/1000))","v":""},{"$error":"#N/A"},{"$f":"IF(U188=\"\",\"\",U188*'2_メイン'!$Z$20)","v":""},{"$f":"IF(W188=\"\",\"\",W188*'2_メイン'!$Z$20)","v":""},1,2,3]
[null,175,null,null,null,null,null,null,null,null,null,"",null,null,null,null,null,null,"",null,"",{"$f":"IF(ISERROR(U189),\"\",IF(U189=\"\",\"\",U189*'2_メイン'!$Z$19/1000))","v":""},"",{"$f":"IF(ISERROR(W189),\"\",IF(W189=\"\",\"\",W189*'2_メイン'!$Z$19/1000))","v":""},"",{"$f":"IF(ISERROR(Y189),\"\",IF(Y189=\"\",\"\",Y189*'2_メイン'!$Z$19/1000))","v":""},"","",{"$f":"IF(ISERROR(AB189),\"\",IF(AB189=\"\",\"\",AB189*'2_メイン'!$Z$19/1000))","v":""},{"$error":"#N/A"},{"$f":"IF(U189=\"\",\"\",U189*'2_メイン'!$Z$20)","v":""},{"$f":"IF(W189=\"\",\"\",W189*'2_メイン'!$Z$20)","v":""},1,2,3]
[null,176,null,null,null,null,null,null,null,null,null,"",null,null,null,null,null,null,"",null,"",{"$f":"IF(ISERROR(U190),\"\",IF(U190=\"\",\"\",U190*'2_メイン'!$Z$19/1000))","v":""},"",{"$f":"IF(ISERROR(W190),\"\",IF(W190=\"\",\"\",W190*'2_メイン'!$Z$19/1000))","v":""},"",{"$f":"IF(ISERROR(Y190),\"\",IF(Y190=\"\",\"\",Y190*'2_メイン'!$Z$19/1000))","v":""},"","",{"$f":"IF(ISERROR(AB190),\"\",IF(AB190=\"\",\"\",AB190*'2_メイン'!$Z$19/1000))","v":""},{"$error":"#N/A"},{"$f":"IF(U190=\"\",\"\",U190*'2_メイン'!$Z$20)","v":""},{"$f":"IF(W190=\"\",\"\",W190*'2_メイン'!$Z$20)","v":""},1,2,3]
[null,177,null,null,null,null,null,null,null,null,null,"",null,null,null,null,null,null,"",null,"",{"$f":"IF(ISERROR(U191),\"\",IF(U191=\"\",\"\",U191*'2_メイン'!$Z$19/1000))","v":""},"",{"$f":"IF(ISERROR(W191),\"\",IF(W191=\"\",\"\",W191*'2_メイン'!$Z$19/1000))","v":""},"",{"$f":"IF(ISERROR(Y191),\"\",IF(Y191=\"\",\"\",Y191*'2_メイン'!$Z$19/1000))","v":""},"","",{"$f":"IF(ISERROR(AB191),\"\",IF(AB191=\"\",\"\",AB191*'2_メイン'!$Z$19/1000))","v":""},{"$error":"#N/A"},{"$f":"IF(U191=\"\",\"\",U191*'2_メイン'!$Z$20)","v":""},{"$f":"IF(W191=\"\",\"\",W191*'2_メイン'!$Z$20)","v":""},1,2,3]
[null,178,null,null,null,null,null,null,null,null,null,"",null,null,null,null,null,null,"",null,"",{"$f":"IF(ISERROR(U192),\"\",IF(U192=\"\",\"\",U192*'2_メイン'!$Z$19/1000))","v":""},"",{"$f":"IF(ISERROR(W192),\"\",IF(W192=\"\",\"\",W192*'2_メイン'!$Z$19/1000))","v":""},"",{"$f":"IF(ISERROR(Y192),\"\",IF(Y192=\"\",\"\",Y192*'2_メイン'!$Z$19/1000))","v":""},"","",{"$f":"IF(ISERROR(AB192),\"\",IF(AB192=\"\",\"\",AB192*'2_メイン'!$Z$19/1000))","v":""},{"$error":"#N/A"},{"$f":"IF(U192=\"\",\"\",U192*'2_メイン'!$Z$20)","v":""},{"$f":"IF(W192=\"\",\"\",W192*'2_メイン'!$Z$20)","v":""},1,2,3]
[null,179,null,null,null,null,null,null,null,null,null,"",null,null,null,null,null,null,"",null,"",{"$f":"IF(ISERROR(U193),\"\",IF(U193=\"\",\"\",U193*'2_メイン'!$Z$19/1000))","v":""},"",{"$f":"IF(ISERROR(W193),\"\",IF(W193=\"\",\"\",W193*'2_メイン'!$Z$19/1000))","v":""},"",{"$f":"IF(ISERROR(Y193),\"\",IF(Y193=\"\",\"\",Y193*'2_メイン'!$Z$19/1000))","v":""},"","",{"$f":"IF(ISERROR(AB193),\"\",IF(AB193=\"\",\"\",AB193*'2_メイン'!$Z$19/1000))","v":""},{"$error":"#N/A"},{"$f":"IF(U193=\"\",\"\",U193*'2_メイン'!$Z$20)","v":""},{"$f":"IF(W193=\"\",\"\",W193*'2_メイン'!$Z$20)","v":""},1,2,3]
[null,180,null,null,null,null,null,null,null,null,null,"",null,null,null,null,null,null,"",null,"",{"$f":"IF(ISERROR(U194),\"\",IF(U194=\"\",\"\",U194*'2_メイン'!$Z$19/1000))","v":""},"",{"$f":"IF(ISERROR(W194),\"\",IF(W194=\"\",\"\",W194*'2_メイン'!$Z$19/1000))","v":""},"",{"$f":"IF(ISERROR(Y194),\"\",IF(Y194=\"\",\"\",Y194*'2_メイン'!$Z$19/1000))","v":""},"","",{"$f":"IF(ISERROR(AB194),\"\",IF(AB194=\"\",\"\",AB194*'2_メイン'!$Z$19/1000))","v":""},{"$error":"#N/A"},{"$f":"IF(U194=\"\",\"\",U194*'2_メイン'!$Z$20)","v":""},{"$f":"IF(W194=\"\",\"\",W194*'2_メイン'!$Z$20)","v":""},1,2,3]
[null,181,null,null,null,null,null,null,null,null,null,"",null,null,null,null,null,null,"",null,"",{"$f":"IF(ISERROR(U195),\"\",IF(U195=\"\",\"\",U195*'2_メイン'!$Z$19/1000))","v":""},"",{"$f":"IF(ISERROR(W195),\"\",IF(W195=\"\",\"\",W195*'2_メイン'!$Z$19/1000))","v":""},"",{"$f":"IF(ISERROR(Y195),\"\",IF(Y195=\"\",\"\",Y195*'2_メイン'!$Z$19/1000))","v":""},"","",{"$f":"IF(ISERROR(AB195),\"\",IF(AB195=\"\",\"\",AB195*'2_メイン'!$Z$19/1000))","v":""},{"$error":"#N/A"},{"$f":"IF(U195=\"\",\"\",U195*'2_メイン'!$Z$20)","v":""},{"$f":"IF(W195=\"\",\"\",W195*'2_メイン'!$Z$20)","v":""},1,2,3]
[null,182,null,null,null,null,null,null,null,null,null,"",null,null,null,null,null,null,"",null,"",{"$f":"IF(ISERROR(U196),\"\",IF(U196=\"\",\"\",U196*'2_メイン'!$Z$19/1000))","v":""},"",{"$f":"IF(ISERROR(W196),\"\",IF(W196=\"\",\"\",W196*'2_メイン'!$Z$19/1000))","v":""},"",{"$f":"IF(ISERROR(Y196),\"\",IF(Y196=\"\",\"\",Y196*'2_メイン'!$Z$19/1000))","v":""},"","",{"$f":"IF(ISERROR(AB196),\"\",IF(AB196=\"\",\"\",AB196*'2_メイン'!$Z$19/1000))","v":""},{"$error":"#N/A"},{"$f":"IF(U196=\"\",\"\",U196*'2_メイン'!$Z$20)","v":""},{"$f":"IF(W196=\"\",\"\",W196*'2_メイン'!$Z$20)","v":""},1,2,3]
[null,183,null,null,null,null,null,null,null,null,null,"",null,null,null,null,null,null,"",null,"",{"$f":"IF(ISERROR(U197),\"\",IF(U197=\"\",\"\",U197*'2_メイン'!$Z$19/1000))","v":""},"",{"$f":"IF(ISERROR(W197),\"\",IF(W197=\"\",\"\",W197*'2_メイン'!$Z$19/1000))","v":""},"",{"$f":"IF(ISERROR(Y197),\"\",IF(Y197=\"\",\"\",Y197*'2_メイン'!$Z$19/1000))","v":""},"","",{"$f":"IF(ISERROR(AB197),\"\",IF(AB197=\"\",\"\",AB197*'2_メイン'!$Z$19/1000))","v":""},{"$error":"#N/A"},{"$f":"IF(U197=\"\",\"\",U197*'2_メイン'!$Z$20)","v":""},{"$f":"IF(W197=\"\",\"\",W197*'2_メイン'!$Z$20)","v":""},1,2,3]
[null,184,null,null,null,null,null,null,null,null,null,"",null,null,null,null,null,null,"",null,"",{"$f":"IF(ISERROR(U198),\"\",IF(U198=\"\",\"\",U198*'2_メイン'!$Z$19/1000))","v":""},"",{"$f":"IF(ISERROR(W198),\"\",IF(W198=\"\",\"\",W198*'2_メイン'!$Z$19/1000))","v":""},"",{"$f":"IF(ISERROR(Y198),\"\",IF(Y198=\"\",\"\",Y198*'2_メイン'!$Z$19/1000))","v":""},"","",{"$f":"IF(ISERROR(AB198),\"\",IF(AB198=\"\",\"\",AB198*'2_メイン'!$Z$19/1000))","v":""},{"$error":"#N/A"},{"$f":"IF(U198=\"\",\"\",U198*'2_メイン'!$Z$20)","v":""},{"$f":"IF(W198=\"\",\"\",W198*'2_メイン'!$Z$20)","v":""},1,2,3]
[null,185,null,null,null,null,null,null,null,null,null,"",null,null,null,null,null,null,"",null,"",{"$f":"IF(ISERROR(U199),\"\",IF(U199=\"\",\"\",U199*'2_メイン'!$Z$19/1000))","v":""},"",{"$f":"IF(ISERROR(W199),\"\",IF(W199=\"\",\"\",W199*'2_メイン'!$Z$19/1000))","v":""},"",{"$f":"IF(ISERROR(Y199),\"\",IF(Y199=\"\",\"\",Y199*'2_メイン'!$Z$19/1000))","v":""},"","",{"$f":"IF(ISERROR(AB199),\"\",IF(AB199=\"\",\"\",AB199*'2_メイン'!$Z$19/1000))","v":""},{"$error":"#N/A"},{"$f":"IF(U199=\"\",\"\",U199*'2_メイン'!$Z$20)","v":""},{"$f":"IF(W199=\"\",\"\",W199*'2_メイン'!$Z$20)","v":""},1,2,3]
[null,186,null,null,null,null,null,null,null,null,null,"",null,null,null,null,null,null,"",null,"",{"$f":"IF(ISERROR(U200),\"\",IF(U200=\"\",\"\",U200*'2_メイン'!$Z$19/1000))","v":""},"",{"$f":"IF(ISERROR(W200),\"\",IF(W200=\"\",\"\",W200*'2_メイン'!$Z$19/1000))","v":""},"",{"$f":"IF(ISERROR(Y200),\"\",IF(Y200=\"\",\"\",Y200*'2_メイン'!$Z$19/1000))","v":""},"","",{"$f":"IF(ISERROR(AB200),\"\",IF(AB200=\"\",\"\",AB200*'2_メイン'!$Z$19/1000))","v":""},{"$error":"#N/A"},{"$f":"IF(U200=\"\",\"\",U200*'2_メイン'!$Z$20)","v":""},{"$f":"IF(W200=\"\",\"\",W200*'2_メイン'!$Z$20)","v":""},1,2,3]
[null,187,null,null,null,null,null,null,null,null,null,"",null,null,null,null,null,null,"",null,"",{"$f":"IF(ISERROR(U201),\"\",IF(U201=\"\",\"\",U201*'2_メイン'!$Z$19/1000))","v":""},"",{"$f":"IF(ISERROR(W201),\"\",IF(W201=\"\",\"\",W201*'2_メイン'!$Z$19/1000))","v":""},"",{"$f":"IF(ISERROR(Y201),\"\",IF(Y201=\"\",\"\",Y201*'2_メイン'!$Z$19/1000))","v":""},"","",{"$f":"IF(ISERROR(AB201),\"\",IF(AB201=\"\",\"\",AB201*'2_メイン'!$Z$19/1000))","v":""},{"$error":"#N/A"},{"$f":"IF(U201=\"\",\"\",U201*'2_メイン'!$Z$20)","v":""},{"$f":"IF(W201=\"\",\"\",W201*'2_メイン'!$Z$20)","v":""},1,2,3]
[null,188,null,null,null,null,null,null,null,null,null,"",null,null,null,null,null,null,"",null,"",{"$f":"IF(ISERROR(U202),\"\",IF(U202=\"\",\"\",U202*'2_メイン'!$Z$19/1000))","v":""},"",{"$f":"IF(ISERROR(W202),\"\",IF(W202=\"\",\"\",W202*'2_メイン'!$Z$19/1000))","v":""},"",{"$f":"IF(ISERROR(Y202),\"\",IF(Y202=\"\",\"\",Y202*'2_メイン'!$Z$19/1000))","v":""},"","",{"$f":"IF(ISERROR(AB202),\"\",IF(AB202=\"\",\"\",AB202*'2_メイン'!$Z$19/1000))","v":""},{"$error":"#N/A"},{"$f":"IF(U202=\"\",\"\",U202*'2_メイン'!$Z$20)","v":""},{"$f":"IF(W202=\"\",\"\",W202*'2_メイン'!$Z$20)","v":""},1,2,3]
[null,189,null,null,null,null,null,null,null,null,null,"",null,null,null,null,null,null,"",null,"",{"$f":"IF(ISERROR(U203),\"\",IF(U203=\"\",\"\",U203*'2_メイン'!$Z$19/1000))","v":""},"",{"$f":"IF(ISERROR(W203),\"\",IF(W203=\"\",\"\",W203*'2_メイン'!$Z$19/1000))","v":""},"",{"$f":"IF(ISERROR(Y203),\"\",IF(Y203=\"\",\"\",Y203*'2_メイン'!$Z$19/1000))","v":""},"","",{"$f":"IF(ISERROR(AB203),\"\",IF(AB203=\"\",\"\",AB203*'2_メイン'!$Z$19/1000))","v":""},{"$error":"#N/A"},{"$f":"IF(U203=\"\",\"\",U203*'2_メイン'!$Z$20)","v":""},{"$f":"IF(W203=\"\",\"\",W203*'2_メイン'!$Z$20)","v":""},1,2,3]
[null,190,null,null,null,null,null,null,null,null,null,"",null,null,null,null,null,null,"",null,"",{"$f":"IF(ISERROR(U204),\"\",IF(U204=\"\",\"\",U204*'2_メイン'!$Z$19/1000))","v":""},"",{"$f":"IF(ISERROR(W204),\"\",IF(W204=\"\",\"\",W204*'2_メイン'!$Z$19/1000))","v":""},"",{"$f":"IF(ISERROR(Y204),\"\",IF(Y204=\"\",\"\",Y204*'2_メイン'!$Z$19/1000))","v":""},"","",{"$f":"IF(ISERROR(AB204),\"\",IF(AB204=\"\",\"\",AB204*'2_メイン'!$Z$19/1000))","v":""},{"$error":"#N/A"},{"$f":"IF(U204=\"\",\"\",U204*'2_メイン'!$Z$20)","v":""},{"$f":"IF(W204=\"\",\"\",W204*'2_メイン'!$Z$20)","v":""},1,2,3]
[null,191,null,null,null,null,null,null,null,null,null,"",null,null,null,null,null,null,"",null,"",{"$f":"IF(ISERROR(U205),\"\",IF(U205=\"\",\"\",U205*'2_メイン'!$Z$19/1000))","v":""},"",{"$f":"IF(ISERROR(W205),\"\",IF(W205=\"\",\"\",W205*'2_メイン'!$Z$19/1000))","v":""},"",{"$f":"IF(ISERROR(Y205),\"\",IF(Y205=\"\",\"\",Y205*'2_メイン'!$Z$19/1000))","v":""},"","",{"$f":"IF(ISERROR(AB205),\"\",IF(AB205=\"\",\"\",AB205*'2_メイン'!$Z$19/1000))","v":""},{"$error":"#N/A"},{"$f":"IF(U205=\"\",\"\",U205*'2_メイン'!$Z$20)","v":""},{"$f":"IF(W205=\"\",\"\",W205*'2_メイン'!$Z$20)","v":""},1,2,3]
[null,192,null,null,null,null,null,null,null,null,null,"",null,null,null,null,null,null,"",null,"",{"$f":"IF(ISERROR(U206),\"\",IF(U206=\"\",\"\",U206*'2_メイン'!$Z$19/1000))","v":""},"",{"$f":"IF(ISERROR(W206),\"\",IF(W206=\"\",\"\",W206*'2_メイン'!$Z$19/1000))","v":""},"",{"$f":"IF(ISERROR(Y206),\"\",IF(Y206=\"\",\"\",Y206*'2_メイン'!$Z$19/1000))","v":""},"","",{"$f":"IF(ISERROR(AB206),\"\",IF(AB206=\"\",\"\",AB206*'2_メイン'!$Z$19/1000))","v":""},{"$error":"#N/A"},{"$f":"IF(U206=\"\",\"\",U206*'2_メイン'!$Z$20)","v":""},{"$f":"IF(W206=\"\",\"\",W206*'2_メイン'!$Z$20)","v":""},1,2,3]
[null,193,null,null,null,null,null,null,null,null,null,{"$f":"IF(COUNTIF($Y$5:$EQ$6,I207&J207&K207)=0,\"\",HLOOKUP(I207&J207&K207,$Y$5:$EQ$6,2,FALSE))","v":""},null,null,null,null,null,null,"",null,{"$f":"IF(N207=\"\",\"\",IF(M207=\"\",L207,M207)*IF(T207=\"\",S207,T207)*N207*(1-SUMIF(O207:R207,\"○\",$AP$9:$AS$9))/1000)","v":""},{"$f":"IF(ISERROR(U207),\"\",IF(U207=\"\",\"\",U207*'2_メイン'!$Z$19/1000))","v":""},{"$f":"IF(N207=\"\",\"\",IF(M207=\"\",L207,M207)*IF(T207=\"\",S207,T207)*N207/(1-HLOOKUP(I207,$Y$8:$AN$9,2,FALSE))/1000)","v":""},{"$f":"IF(ISERROR(W207),\"\",IF(W207=\"\",\"\",W207*'2_メイン'!$Z$19/1000))","v":""},{"$f":"IF(N207=\"\",\"\",IF(M207=\"\",L207,M207)*IF(T207=\"\",S207,T207)*N207/1000)","v":""},{"$f":"IF(ISERROR(Y207),\"\",IF(Y207=\"\",\"\",Y207*'2_メイン'!$Z$19/1000))","v":""},"",{"$f":"IF(N207=\"\",\"\",IF(M207=\"\",L207,M207)*IF(T207=\"\",S207,T207)*N207*SUMIF(O207:R207,\"○\",$AP$9:$AS$9)/1000)","v":""},{"$f":"IF(ISERROR(AB207),\"\",IF(AB207=\"\",\"\",AB207*'2_メイン'!$Z$19/1000))","v":""},{"$error":"#N/A"},{"$f":"IF(U207=\"\",\"\",U207*'2_メイン'!$Z$20)","v":""},{"$f":"IF(W207=\"\",\"\",W207*'2_メイン'!$Z$20)","v":""},1,2,3]
[null,194,null,null,null,null,null,null,null,null,null,"",null,null,null,null,null,null,{"$f":"IF(OR(F208=\"\",N208=\"\"),\"\",HLOOKUP(F208,$Y$2:$AU$3,2,FALSE))","v":""},null,"",{"$f":"IF(ISERROR(U208),\"\",IF(U208=\"\",\"\",U208*'2_メイン'!$Z$19/1000))","v":""},"",{"$f":"IF(ISERROR(W208),\"\",IF(W208=\"\",\"\",W208*'2_メイン'!$Z$19/1000))","v":""},"",{"$f":"IF(ISERROR(Y208),\"\",IF(Y208=\"\",\"\",Y208*'2_メイン'!$Z$19/1000))","v":""},{"$f":"IF(AND(C208=\"\",D208=\"○\"),\"○\",\"\")","v":""},"",{"$f":"IF(ISERROR(AB208),\"\",IF(AB208=\"\",\"\",AB208*'2_メイン'!$Z$19/1000))","v":""},{"$f":"HLOOKUP(I208,$FK$1:$FZ$2,2,FALSE)","v":{"$error":"#N/A"}},{"$f":"IF(U208=\"\",\"\",U208*'2_メイン'!$Z$20)","v":""},{"$f":"IF(W208=\"\",\"\",W208*'2_メイン'!$Z$20)","v":""},{"$f":"IF(OR(I208=$AD$8,I208=$AE$8),\"\",1)","v":1},{"$f":"IF(OR(I208=$AD$8,I208=$AE$8),\"\",2)","v":2},{"$f":"IF(OR(I208=$AD$8,I208=$AE$8),\"\",3)","v":3}]
[null,195,null,null,null,null,null,null,null,null,null,"",null,null,null,null,null,null,"",null,"",{"$f":"IF(ISERROR(U209),\"\",IF(U209=\"\",\"\",U209*'2_メイン'!$Z$19/1000))","v":""},"",{"$f":"IF(ISERROR(W209),\"\",IF(W209=\"\",\"\",W209*'2_メイン'!$Z$19/1000))","v":""},"",{"$f":"IF(ISERROR(Y209),\"\",IF(Y209=\"\",\"\",Y209*'2_メイン'!$Z$19/1000))","v":""},"","",{"$f":"IF(ISERROR(AB209),\"\",IF(AB209=\"\",\"\",AB209*'2_メイン'!$Z$19/1000))","v":""},{"$error":"#N/A"},{"$f":"IF(U209=\"\",\"\",U209*'2_メイン'!$Z$20)","v":""},{"$f":"IF(W209=\"\",\"\",W209*'2_メイン'!$Z$20)","v":""},1,2,3]
[null,196,null,null,null,null,null,null,null,null,null,"",null,null,null,null,null,null,"",null,"",{"$f":"IF(ISERROR(U210),\"\",IF(U210=\"\",\"\",U210*'2_メイン'!$Z$19/1000))","v":""},"",{"$f":"IF(ISERROR(W210),\"\",IF(W210=\"\",\"\",W210*'2_メイン'!$Z$19/1000))","v":""},"",{"$f":"IF(ISERROR(Y210),\"\",IF(Y210=\"\",\"\",Y210*'2_メイン'!$Z$19/1000))","v":""},"","",{"$f":"IF(ISERROR(AB210),\"\",IF(AB210=\"\",\"\",AB210*'2_メイン'!$Z$19/1000))","v":""},{"$error":"#N/A"},{"$f":"IF(U210=\"\",\"\",U210*'2_メイン'!$Z$20)","v":""},{"$f":"IF(W210=\"\",\"\",W210*'2_メイン'!$Z$20)","v":""},1,2,3]
[null,197,null,null,null,null,null,null,null,null,null,"",null,null,null,null,null,null,"",null,"",{"$f":"IF(ISERROR(U211),\"\",IF(U211=\"\",\"\",U211*'2_メイン'!$Z$19/1000))","v":""},"",{"$f":"IF(ISERROR(W211),\"\",IF(W211=\"\",\"\",W211*'2_メイン'!$Z$19/1000))","v":""},"",{"$f":"IF(ISERROR(Y211),\"\",IF(Y211=\"\",\"\",Y211*'2_メイン'!$Z$19/1000))","v":""},"","",{"$f":"IF(ISERROR(AB211),\"\",IF(AB211=\"\",\"\",AB211*'2_メイン'!$Z$19/1000))","v":""},{"$error":"#N/A"},{"$f":"IF(U211=\"\",\"\",U211*'2_メイン'!$Z$20)","v":""},{"$f":"IF(W211=\"\",\"\",W211*'2_メイン'!$Z$20)","v":""},1,2,3]
[null,198,null,null,null,null,null,null,null,null,null,"",null,null,null,null,null,null,"",null,"",{"$f":"IF(ISERROR(U212),\"\",IF(U212=\"\",\"\",U212*'2_メイン'!$Z$19/1000))","v":""},"",{"$f":"IF(ISERROR(W212),\"\",IF(W212=\"\",\"\",W212*'2_メイン'!$Z$19/1000))","v":""},"",{"$f":"IF(ISERROR(Y212),\"\",IF(Y212=\"\",\"\",Y212*'2_メイン'!$Z$19/1000))","v":""},"","",{"$f":"IF(ISERROR(AB212),\"\",IF(AB212=\"\",\"\",AB212*'2_メイン'!$Z$19/1000))","v":""},{"$error":"#N/A"},{"$f":"IF(U212=\"\",\"\",U212*'2_メイン'!$Z$20)","v":""},{"$f":"IF(W212=\"\",\"\",W212*'2_メイン'!$Z$20)","v":""},1,2,3]
[null,199,null,null,null,null,null,null,null,null,null,"",null,null,null,null,null,null,"",null,"",{"$f":"IF(ISERROR(U213),\"\",IF(U213=\"\",\"\",U213*'2_メイン'!$Z$19/1000))","v":""},"",{"$f":"IF(ISERROR(W213),\"\",IF(W213=\"\",\"\",W213*'2_メイン'!$Z$19/1000))","v":""},"",{"$f":"IF(ISERROR(Y213),\"\",IF(Y213=\"\",\"\",Y213*'2_メイン'!$Z$19/1000))","v":""},"","",{"$f":"IF(ISERROR(AB213),\"\",IF(AB213=\"\",\"\",AB213*'2_メイン'!$Z$19/1000))","v":""},{"$error":"#N/A"},{"$f":"IF(U213=\"\",\"\",U213*'2_メイン'!$Z$20)","v":""},{"$f":"IF(W213=\"\",\"\",W213*'2_メイン'!$Z$20)","v":""},1,2,3]
[null,200,null,null,null,null,null,null,null,null,null,"",null,null,null,null,null,null,"",null,"",{"$f":"IF(ISERROR(U214),\"\",IF(U214=\"\",\"\",U214*'2_メイン'!$Z$19/1000))","v":""},"",{"$f":"IF(ISERROR(W214),\"\",IF(W214=\"\",\"\",W214*'2_メイン'!$Z$19/1000))","v":""},"",{"$f":"IF(ISERROR(Y214),\"\",IF(Y214=\"\",\"\",Y214*'2_メイン'!$Z$19/1000))","v":""},"","",{"$f":"IF(ISERROR(AB214),\"\",IF(AB214=\"\",\"\",AB214*'2_メイン'!$Z$19/1000))","v":""},{"$error":"#N/A"},{"$f":"IF(U214=\"\",\"\",U214*'2_メイン'!$Z$20)","v":""},{"$f":"IF(W214=\"\",\"\",W214*'2_メイン'!$Z$20)","v":""},1,2,3]
[null,201,null,null,null,null,null,null,null,null,null,"",null,null,null,null,null,null,"",null,{"$f":"IF(N215=\"\",\"\",IF(M215=\"\",L215,M215)*IF(T215=\"\",S215,T215)*N215*(1-SUMIF(O215:R215,\"○\",$AP$9:$AS$9))/1000)","v":""},{"$f":"IF(ISERROR(U215),\"\",IF(U215=\"\",\"\",U215*'2_メイン'!$Z$19/1000))","v":""},{"$f":"IF(N215=\"\",\"\",IF(M215=\"\",L215,M215)*IF(T215=\"\",S215,T215)*N215/(1-HLOOKUP(I215,$Y$8:$AN$9,2,FALSE))/1000)","v":""},{"$f":"IF(ISERROR(W215),\"\",IF(W215=\"\",\"\",W215*'2_メイン'!$Z$19/1000))","v":""},{"$f":"IF(N215=\"\",\"\",IF(M215=\"\",L215,M215)*IF(T215=\"\",S215,T215)*N215/1000)","v":""},{"$f":"IF(ISERROR(Y215),\"\",IF(Y215=\"\",\"\",Y215*'2_メイン'!$Z$19/1000))","v":""},{"$f":"IF(AND(C215=\"\",D215=\"○\"),\"○\",\"\")","v":""},{"$f":"IF(N215=\"\",\"\",IF(M215=\"\",L215,M215)*IF(T215=\"\",S215,T215)*N215*SUMIF(O215:R215,\"○\",$AP$9:$AS$9)/1000)","v":""},{"$f":"IF(ISERROR(AB215),\"\",IF(AB215=\"\",\"\",AB215*'2_メイン'!$Z$19/1000))","v":""},{"$f":"HLOOKUP(I215,$FK$1:$FZ$2,2,FALSE)","v":{"$error":"#N/A"}},{"$f":"IF(U215=\"\",\"\",U215*'2_メイン'!$Z$20)","v":""},{"$f":"IF(W215=\"\",\"\",W215*'2_メイン'!$Z$20)","v":""},1,2,3]
[null,202,null,null,null,null,null,null,null,null,null,"",null,null,null,null,null,null,"",null,"",{"$f":"IF(ISERROR(U216),\"\",IF(U216=\"\",\"\",U216*'2_メイン'!$Z$19/1000))","v":""},"",{"$f":"IF(ISERROR(W216),\"\",IF(W216=\"\",\"\",W216*'2_メイン'!$Z$19/1000))","v":""},"",{"$f":"IF(ISERROR(Y216),\"\",IF(Y216=\"\",\"\",Y216*'2_メイン'!$Z$19/1000))","v":""},"","",{"$f":"IF(ISERROR(AB216),\"\",IF(AB216=\"\",\"\",AB216*'2_メイン'!$Z$19/1000))","v":""},{"$error":"#N/A"},{"$f":"IF(U216=\"\",\"\",U216*'2_メイン'!$Z$20)","v":""},{"$f":"IF(W216=\"\",\"\",W216*'2_メイン'!$Z$20)","v":""},1,2,3]
[null,203,null,null,null,null,null,null,null,null,null,"",null,null,null,null,null,null,"",null,"",{"$f":"IF(ISERROR(U217),\"\",IF(U217=\"\",\"\",U217*'2_メイン'!$Z$19/1000))","v":""},"",{"$f":"IF(ISERROR(W217),\"\",IF(W217=\"\",\"\",W217*'2_メイン'!$Z$19/1000))","v":""},"",{"$f":"IF(ISERROR(Y217),\"\",IF(Y217=\"\",\"\",Y217*'2_メイン'!$Z$19/1000))","v":""},"","",{"$f":"IF(ISERROR(AB217),\"\",IF(AB217=\"\",\"\",AB217*'2_メイン'!$Z$19/1000))","v":""},{"$error":"#N/A"},{"$f":"IF(U217=\"\",\"\",U217*'2_メイン'!$Z$20)","v":""},{"$f":"IF(W217=\"\",\"\",W217*'2_メイン'!$Z$20)","v":""},1,2,3]
[null,204,null,null,null,null,null,null,null,null,null,"",null,null,null,null,null,null,"",null,"",{"$f":"IF(ISERROR(U218),\"\",IF(U218=\"\",\"\",U218*'2_メイン'!$Z$19/1000))","v":""},"",{"$f":"IF(ISERROR(W218),\"\",IF(W218=\"\",\"\",W218*'2_メイン'!$Z$19/1000))","v":""},"",{"$f":"IF(ISERROR(Y218),\"\",IF(Y218=\"\",\"\",Y218*'2_メイン'!$Z$19/1000))","v":""},"","",{"$f":"IF(ISERROR(AB218),\"\",IF(AB218=\"\",\"\",AB218*'2_メイン'!$Z$19/1000))","v":""},{"$error":"#N/A"},{"$f":"IF(U218=\"\",\"\",U218*'2_メイン'!$Z$20)","v":""},{"$f":"IF(W218=\"\",\"\",W218*'2_メイン'!$Z$20)","v":""},1,2,3]
[null,205,null,null,null,null,null,null,null,null,null,"",null,null,null,null,null,null,"",null,"",{"$f":"IF(ISERROR(U219),\"\",IF(U219=\"\",\"\",U219*'2_メイン'!$Z$19/1000))","v":""},"",{"$f":"IF(ISERROR(W219),\"\",IF(W219=\"\",\"\",W219*'2_メイン'!$Z$19/1000))","v":""},"",{"$f":"IF(ISERROR(Y219),\"\",IF(Y219=\"\",\"\",Y219*'2_メイン'!$Z$19/1000))","v":""},"","",{"$f":"IF(ISERROR(AB219),\"\",IF(AB219=\"\",\"\",AB219*'2_メイン'!$Z$19/1000))","v":""},{"$error":"#N/A"},{"$f":"IF(U219=\"\",\"\",U219*'2_メイン'!$Z$20)","v":""},{"$f":"IF(W219=\"\",\"\",W219*'2_メイン'!$Z$20)","v":""},1,2,3]
[null,206,null,null,null,null,null,null,null,null,null,"",null,null,null,null,null,null,"",null,"",{"$f":"IF(ISERROR(U220),\"\",IF(U220=\"\",\"\",U220*'2_メイン'!$Z$19/1000))","v":""},"",{"$f":"IF(ISERROR(W220),\"\",IF(W220=\"\",\"\",W220*'2_メイン'!$Z$19/1000))","v":""},"",{"$f":"IF(ISERROR(Y220),\"\",IF(Y220=\"\",\"\",Y220*'2_メイン'!$Z$19/1000))","v":""},"","",{"$f":"IF(ISERROR(AB220),\"\",IF(AB220=\"\",\"\",AB220*'2_メイン'!$Z$19/1000))","v":""},{"$error":"#N/A"},{"$f":"IF(U220=\"\",\"\",U220*'2_メイン'!$Z$20)","v":""},{"$f":"IF(W220=\"\",\"\",W220*'2_メイン'!$Z$20)","v":""},1,2,3]
[null,207,null,null,null,null,null,null,null,null,null,"",null,null,null,null,null,null,"",null,"",{"$f":"IF(ISERROR(U221),\"\",IF(U221=\"\",\"\",U221*'2_メイン'!$Z$19/1000))","v":""},"",{"$f":"IF(ISERROR(W221),\"\",IF(W221=\"\",\"\",W221*'2_メイン'!$Z$19/1000))","v":""},"",{"$f":"IF(ISERROR(Y221),\"\",IF(Y221=\"\",\"\",Y221*'2_メイン'!$Z$19/1000))","v":""},"","",{"$f":"IF(ISERROR(AB221),\"\",IF(AB221=\"\",\"\",AB221*'2_メイン'!$Z$19/1000))","v":""},{"$error":"#N/A"},{"$f":"IF(U221=\"\",\"\",U221*'2_メイン'!$Z$20)","v":""},{"$f":"IF(W221=\"\",\"\",W221*'2_メイン'!$Z$20)","v":""},1,2,3]
[null,208,null,null,null,null,null,null,null,null,null,"",null,null,null,null,null,null,"",null,"",{"$f":"IF(ISERROR(U222),\"\",IF(U222=\"\",\"\",U222*'2_メイン'!$Z$19/1000))","v":""},"",{"$f":"IF(ISERROR(W222),\"\",IF(W222=\"\",\"\",W222*'2_メイン'!$Z$19/1000))","v":""},"",{"$f":"IF(ISERROR(Y222),\"\",IF(Y222=\"\",\"\",Y222*'2_メイン'!$Z$19/1000))","v":""},"","",{"$f":"IF(ISERROR(AB222),\"\",IF(AB222=\"\",\"\",AB222*'2_メイン'!$Z$19/1000))","v":""},{"$error":"#N/A"},{"$f":"IF(U222=\"\",\"\",U222*'2_メイン'!$Z$20)","v":""},{"$f":"IF(W222=\"\",\"\",W222*'2_メイン'!$Z$20)","v":""},1,2,3]
[null,209,null,null,null,null,null,null,null,null,null,"",null,null,null,null,null,null,"",null,"",{"$f":"IF(ISERROR(U223),\"\",IF(U223=\"\",\"\",U223*'2_メイン'!$Z$19/1000))","v":""},"",{"$f":"IF(ISERROR(W223),\"\",IF(W223=\"\",\"\",W223*'2_メイン'!$Z$19/1000))","v":""},"",{"$f":"IF(ISERROR(Y223),\"\",IF(Y223=\"\",\"\",Y223*'2_メイン'!$Z$19/1000))","v":""},"","",{"$f":"IF(ISERROR(AB223),\"\",IF(AB223=\"\",\"\",AB223*'2_メイン'!$Z$19/1000))","v":""},{"$error":"#N/A"},{"$f":"IF(U223=\"\",\"\",U223*'2_メイン'!$Z$20)","v":""},{"$f":"IF(W223=\"\",\"\",W223*'2_メイン'!$Z$20)","v":""},1,2,3]
[null,210,null,null,null,null,null,null,null,null,null,"",null,null,null,null,null,null,"",null,"",{"$f":"IF(ISERROR(U224),\"\",IF(U224=\"\",\"\",U224*'2_メイン'!$Z$19/1000))","v":""},"",{"$f":"IF(ISERROR(W224),\"\",IF(W224=\"\",\"\",W224*'2_メイン'!$Z$19/1000))","v":""},"",{"$f":"IF(ISERROR(Y224),\"\",IF(Y224=\"\",\"\",Y224*'2_メイン'!$Z$19/1000))","v":""},"","",{"$f":"IF(ISERROR(AB224),\"\",IF(AB224=\"\",\"\",AB224*'2_メイン'!$Z$19/1000))","v":""},{"$error":"#N/A"},{"$f":"IF(U224=\"\",\"\",U224*'2_メイン'!$Z$20)","v":""},{"$f":"IF(W224=\"\",\"\",W224*'2_メイン'!$Z$20)","v":""},1,2,3]

{"sheet":"16_誘導灯（新設）","index":15,"n_rows":47,"n_cols":22,"rows_kept":47,"cut":false,"hidden":false,"merged":[[8,12,11,12],[24,3,24,4],[25,3,25,4],[1,14,1,16],[46,3,46,4],[8,5,8,6],[9,5,11,5],[9,6,11,6],[8,11,11,11],[30,3,30,4],[31,3,31,4],[32,3,32,4],[8,15,10,16],[3,11,3,12],[5,11,5,12],[8,13,11,13],[8,14,11,14],[43,3,43,4],[39,3,39,4],[27,3,27,4],[28,3,28,4],[29,3,29,4],[33,3,33,4],[18,3,18,4],[19,3,19,4],[20,3,20,4],[21,3,21,4],[22,3,22,4],[23,3,23,4],[26,3,26,4],[17,3,17,4],[8,10,11,10],[45,3,45,4],[34,3,34,4],[35,3,35,4],[36,3,36,4],[37,3,37,4],[40,3,40,4],[41,3,41,4],[42,3,42,4],[38,3,38,4],[7,1,7,2],[8,1,11,1],[8,2,11,2],[8,3,11,4],[44,3,44,4],[15,3,15,4],[16,3,16,4],[8,8,11,8],[8,9,11,9],[12,3,12,4],[13,3,13,4],[14,3,14,4],[8,7,11,7]]}
[]
[null,null,"色欄については、文字又は数値を入力",null,null,null,null,null,null,null,null,null,null,"○","デフォルト年間点灯時間",null,null,8760]
[null,null,"色欄については、プルダウンメニューから選択",null,null,null,null,null,null,null,null,"新設","撤去"]
[null,null,"色欄については、任意記入とし、文字又は数値を入力",null,null,null,null,null,null,null,null,"CO2",null,null,null,"A級片面形","B級BH形片面形","B級BH形両面形","B級BL形片面形","B級BL形両面形","C級片面形","C級両面形"]
[null,null,"色欄については、入力の間違いや未記入の状態などエラーを示す。",null,null,null,null,null,null,null,null,{"$f":"SUM(K13:K47)","v":0},{"$f":"SUM(O13:O47)","v":0},null,"従来型\n↓\nLED",0.8,0.8,0.7,0.7,0.6,0.6,0.5]
[null,null,null,null,null,null,null,null,null,null,null,"MJ",null,null,"冷陰極管\n↓\nLED",0.2,0.3,0.3,0.4,0.4,0.5,0.5]
[null,"高輝度型誘導灯の導入（新設）",null,null,null,null,null,null,null,null,"No.16",{"$f":"SUM(P13:P47)","v":0},{"$f":"SUM(Q13:Q47)","v":0},null,"消費電力（W)",10.5,3.6,5.4,2.7,3.6,2,2.6]
[null,")"]
[null,"No.","器具記号","等級・形状",null,"高輝度型",null,"1台\n当たりの\n消費電力\n[W]","台数","年間電気\n使用量\n[kWh/年]","年間CO2\n排出量\n[t-CO2/年]","年間電気\n削減量\n[kWh/年]","年間CO2\n削減量\n[t-CO2/年]","改修前の\n年間電気\n使用量\n[t-CO3/年]","改修前のCO2\n排出量\n[t-CO4/年]","年間一次エネルギー\n消費量"]
[null,null,null,null,null,"従来型\n↓\nLED","冷陰極管\n↓\nLED"]
[]
[null,null,null,null,null,null,null,null,null,null,null,null,null,null,null,"新設","更新前"]
[null,1,null,null,null,null,null,{"$f":"IF(I13=\"\",\"\",HLOOKUP(D13,$P$4:$V$7,4,FALSE))","v":""},null,{"$f":"IF(I13=\"\",\"\",H13*I13*$R$2/1000)","v":""},{"$f":"IF(ISERROR(J13),\"\",IF(J13=\"\",\"\",J13*'2_メイン'!$Z$19/1000))","v":""},{"$f":"IF(OR(N13=\"\",J13=\"\"),\"\",N13-J13)","v":""},{"$f":"IF(ISERROR(L13),\"\",IF(L13=\"\",\"\",L13*'2_メイン'!$Z$19/1000))","v":""},{"$f":"IF(I13=\"\",\"\",H13*I13*$R$2/(1-INDEX($P$5:$W$6,MATCH(IF(F13=\"○\",$F$10,$G$10),$O$5:$O$6),MATCH(D13,$P$4:$W$4,0)))/1000)","v":""},{"$f":"IF(ISERROR(N13),\"\",IF(N13=\"\",\"\",N13*'2_メイン'!$Z$19/1000))","v":""},{"$f":"IF(J13=\"\",\"\",J13*'2_メイン'!$Z$20)","v":""},{"$f":"IF(N13=\"\",\"\",N13*'2_メイン'!$Z$20)","v":""}]
[null,2,null,null,null,null,null,"",null,{"$f":"IF(I14=\"\",\"\",H14*I14*$R$2/1000)","v":""},{"$f":"IF(ISERROR(J14),\"\",IF(J14=\"\",\"\",J14*'2_メイン'!$Z$19/1000))","v":""},{"$f":"IF(OR(N14=\"\",J14=\"\"),\"\",N14-J14)","v":""},{"$f":"IF(ISERROR(L14),\"\",IF(L14=\"\",\"\",L14*'2_メイン'!$Z$19/1000))","v":""},"",{"$f":"IF(ISERROR(N14),\"\",IF(N14=\"\",\"\",N14*'2_メイン'!$Z$19/1000))","v":""},{"$f":"IF(J14=\"\",\"\",J14*'2_メイン'!$Z$20)","v":""},{"$f":"IF(N14=\"\",\"\",N14*'2_メイン'!$Z$20)","v":""}]
[null,3,null,null,null,null,null,"",null,"",{"$f":"IF(ISERROR(J15),\"\",IF(J15=\"\",\"\",J15*'2_メイン'!$Z$19/1000))","v":""},"",{"$f":"IF(ISERROR(L15),\"\",IF(L15=\"\",\"\",L15*'2_メイン'!$Z$19/1000))","v":""},"",{"$f":"IF(ISERROR(N15),\"\",IF(N15=\"\",\"\",N15*'2_メイン'!$Z$19/1000))","v":""},{"$f":"IF(J15=\"\",\"\",J15*'2_メイン'!$Z$20)","v":""},{"$f":"IF(N15=\"\",\"\",N15*'2_メイン'!$Z$20)","v":""}]
[null,4,null,null,null,null,null,"",null,"",{"$f":"IF(ISERROR(J16),\"\",IF(J16=\"\",\"\",J16*'2_メイン'!$Z$19/1000))","v":""},"",{"$f":"IF(ISERROR(L16),\"\",IF(L16=\"\",\"\",L16*'2_メイン'!$Z$19/1000))","v":""},"",{"$f":"IF(ISERROR(N16),\"\",IF(N16=\"\",\"\",N16*'2_メイン'!$Z$19/1000))","v":""},{"$f":"IF(J16=\"\",\"\",J16*'2_メイン'!$Z$20)","v":""},{"$f":"IF(N16=\"\",\"\",N16*'2_メイン'!$Z$20)","v":""}]
[null,5,null,null,null,null,null,"",null,"",{"$f":"IF(ISERROR(J17),\"\",IF(J17=\"\",\"\",J17*'2_メイン'!$Z$19/1000))","v":""},"",{"$f":"IF(ISERROR(L17),\"\",IF(L17=\"\",\"\",L17*'2_メイン'!$Z$19/1000))","v":""},"",{"$f":"IF(ISERROR(N17),\"\",IF(N17=\"\",\"\",N17*'2_メイン'!$Z$19/1000))","v":""},{"$f":"IF(J17=\"\",\"\",J17*'2_メイン'!$Z$20)","v":""},{"$f":"IF(N17=\"\",\"\",N17*'2_メイン'!$Z$20)","v":""}]
[null,6,null,null,null,null,null,"",null,"",{"$f":"IF(ISERROR(J18),\"\",IF(J18=\"\",\"\",J18*'2_メイン'!$Z$19/1000))","v":""},"",{"$f":"IF(ISERROR(L18),\"\",IF(L18=\"\",\"\",L18*'2_メイン'!$Z$19/1000))","v":""},"",{"$f":"IF(ISERROR(N18),\"\",IF(N18=\"\",\"\",N18*'2_メイン'!$Z$19/1000))","v":""},{"$f":"IF(J18=\"\",\"\",J18*'2_メイン'!$Z$20)","v":""},{"$f":"IF(N18=\"\",\"\",N18*'2_メイン'!$Z$20)","v":""}]
[null,7,null,null,null,null,null,"",null,"",{"$f":"IF(ISERROR(J19),\"\",IF(J19=\"\",\"\",J19*'2_メイン'!$Z$19/1000))","v":""},"",{"$f":"IF(ISERROR(L19),\"\",IF(L19=\"\",\"\",L19*'2_メイン'!$Z$19/1000))","v":""},"",{"$f":"IF(ISERROR(N19),\"\",IF(N19=\"\",\"\",N19*'2_メイン'!$Z$19/1000))","v":""},{"$f":"IF(J19=\"\",\"\",J19*'2_メイン'!$Z$20)","v":""},{"$f":"IF(N19=\"\",\"\",N19*'2_メイン'!$Z$20)","v":""}]
[null,8,null,null,null,null,null,"",null,"",{"$f":"IF(ISERROR(J20),\"\",IF(J20=\"\",\"\",J20*'2_メイン'!$Z$19/1000))","v":""},"",{"$f":"IF(ISERROR(L20),\"\",IF(L20=\"\",\"\",L20*'2_メイン'!$Z$19/1000))","v":""},"",{"$f":"IF(ISERROR(N20),\"\",IF(N20=\"\",\"\",N20*'2_メイン'!$Z$19/1000))","v":""},{"$f":"IF(J20=\"\",\"\",J20*'2_メイン'!$Z$20)","v":""},{"$f":"IF(N20=\"\",\"\",N20*'2_メイン'!$Z$20)","v":""}]
[null,9,null,null,null,null,null,"",null,"",{"$f":"IF(ISERROR(J21),\"\",IF(J21=\"\",\"\",J21*'2_メイン'!$Z$19/1000))","v":""},"",{"$f":"IF(ISERROR(L21),\"\",IF(L21=\"\",\"\",L21*'2_メイン'!$Z$19/1000))","v":""},"",{"$f":"IF(ISERROR(N21),\"\",IF(N21=\"\",\"\",N21*'2_メイン'!$Z$19/1000))","v":""},{"$f":"IF(J21=\"\",\"\",J21*'2_メイン'!$Z$20)","v":""},{"$f":"IF(N21=\"\",\"\",N21*'2_メイン'!$Z$20)","v":""}]
[null,10,null,null,null,null,null,"",null,"",{"$f":"IF(ISERROR(J22),\"\",IF(J22=\"\",\"\",J22*'2_メイン'!$Z$19/1000))","v":""},"",{"$f":"IF(ISERROR(L22),\"\",IF(L22=\"\",\"\",L22*'2_メイン'!$Z$19/1000))","v":""},"",{"$f":"IF(ISERROR(N22),\"\",IF(N22=\"\",\"\",N22*'2_メイン'!$Z$19/1000))","v":""},{"$f":"IF(J22=\"\",\"\",J22*'2_メイン'!$Z$20)","v":""},{"$f":"IF(N22=\"\",\"\",N22*'2_メイン'!$Z$20)","v":""}]
[null,11,null,null,null,null,null,"",null,"",{"$f":"IF(ISERROR(J23),\"\",IF(J23=\"\",\"\",J23*'2_メイン'!$Z$19/1000))","v":""},"",{"$f":"IF(ISERROR(L23),\"\",IF(L23=\"\",\"\",L23*'2_メイン'!$Z$19/1000))","v":""},"",{"$f":"IF(ISERROR(N23),\"\",IF(N23=\"\",\"\",N23*'2_メイン'!$Z$19/1000))","v":""},{"$f":"IF(J23=\"\",\"\",J23*'2_メイン'!$Z$20)","v":""},{"$f":"IF(N23=\"\",\"\",N23*'2_メイン'!$Z$20)","v":""}]
[null,12,null,null,null,null,null,"",null,"",{"$f":"IF(ISERROR(J24),\"\",IF(J24=\"\",\"\",J24*'2_メイン'!$Z$19/1000))","v":""},"",{"$f":"IF(ISERROR(L24),\"\",IF(L24=\"\",\"\",L24*'2_メイン'!$Z$19/1000))","v":""},"",{"$f":"IF(ISERROR(N24),\"\",IF(N24=\"\",\"\",N24*'2_メイン'!$Z$19/1000))","v":""},{"$f":"IF(J24=\"\",\"\",J24*'2_メイン'!$Z$20)","v":""},{"$f":"IF(N24=\"\",\"\",N24*'2_メイン'!$Z$20)","v":""}]
[null,13,null,null,null,null,null,"",null,"",{"$f":"IF(ISERROR(J25),\"\",IF(J25=\"\",\"\",J25*'2_メイン'!$Z$19/1000))","v":""},"",{"$f":"IF(ISERROR(L25),\"\",IF(L25=\"\",\"\",L25*'2_メイン'!$Z$19/1000))","v":""},"",{"$f":"IF(ISERROR(N25),\"\",IF(N25=\"\",\"\",N25*'2_メイン'!$Z$19/1000))","v":""},{"$f":"IF(J25=\"\",\"\",J25*'2_メイン'!$Z$20)","v":""},{"$f":"IF(N25=\"\",\"\",N25*'2_メイン'!$Z$20)","v":""}]
[null,14,null,null,null,null,null,"",null,"",{"$f":"IF(ISERROR(J26),\"\",IF(J26=\"\",\"\",J26*'2_メイン'!$Z$19/1000))","v":""},"",{"$f":"IF(ISERROR(L26),\"\",IF(L26=\"\",\"\",L26*'2_メイン'!$Z$19/1000))","v":""},"",{"$f":"IF(ISERROR(N26),\"\",IF(N26=\"\",\"\",N26*'2_メイン'!$Z$19/1000))","v":""},{"$f":"IF(J26=\"\",\"\",J26*'2_メイン'!$Z$20)","v":""},{"$f":"IF(N26=\"\",\"\",N26*'2_メイン'!$Z$20)","v":""}]
[null,15,null,null,null,null,null,"",null,"",{"$f":"IF(ISERROR(J27),\"\",IF(J27=\"\",\"\",J27*'2_メイン'!$Z$19/1000))","v":""},"",{"$f":"IF(ISERROR(L27),\"\",IF(L27=\"\",\"\",L27*'2_メイン'!$Z$19/1000))","v":""},"",{"$f":"IF(ISERROR(N27),\"\",IF(N27=\"\",\"\",N27*'2_メイン'!$Z$19/1000))","v":""},{"$f":"IF(J27=\"\",\"\",J27*'2_メイン'!$Z$20)","v":""},{"$f":"IF(N27=\"\",\"\",N27*'2_メイン'!$Z$20)","v":""}]
[null,16,null,null,null,null,null,"",null,"",{"$f":"IF(ISERROR(J28),\"\",IF(J28=\"\",\"\",J28*'2_メイン'!$Z$19/1000))","v":""},"",{"$f":"IF(ISERROR(L28),\"\",IF(L28=\"\",\"\",L28*'2_メイン'!$Z$19/1000))","v":""},"",{"$f":"IF(ISERROR(N28),\"\",IF(N28=\"\",\"\",N28*'2_メイン'!$Z$19/1000))","v":""},{"$f":"IF(J28=\"\",\"\",J28*'2_メイン'!$Z$20)","v":""},{"$f":"IF(N28=\"\",\"\",N28*'2_メイン'!$Z$20)","v":""}]
[null,17,null,null,null,null,null,"",null,"",{"$f":"IF(ISERROR(J29),\"\",IF(J29=\"\",\"\",J29*'2_メイン'!$Z$19/1000))","v":""},"",{"$f":"IF(ISERROR(L29),\"\",IF(L29=\"\",\"\",L29*'2_メイン'!$Z$19/1000))","v":""},"",{"$f":"IF(ISERROR(N29),\"\",IF(N29=\"\",\"\",N29*'2_メイン'!$Z$19/1000))","v":""},{"$f":"IF(J29=\"\",\"\",J29*'2_メイン'!$Z$20)","v":""},{"$f":"IF(N29=\"\",\"\",N29*'2_メイン'!$Z$20)","v":""}]
[null,18,null,null,null,null,null,"",null,"",{"$f":"IF(ISERROR(J30),\"\",IF(J30=\"\",\"\",J30*'2_メイン'!$Z$19/1000))","v":""},"",{"$f":"IF(ISERROR(L30),\"\",IF(L30=\"\",\"\",L30*'2_メイン'!$Z$19/1000))","v":""},"",{"$f":"IF(ISERROR(N30),\"\",IF(N30=\"\",\"\",N30*'2_メイン'!$Z$19/1000))","v":""},{"$f":"IF(J30=\"\",\"\",J30*'2_メイン'!$Z$20)","v":""},{"$f":"IF(N30=\"\",\"\",N30*'2_メイン'!$Z$20)","v":""}]
[null,19,null,null,null,null,null,"",null,"",{"$f":"IF(ISERROR(J31),\"\",IF(J31=\"\",\"\",J31*'2_メイン'!$Z$19/1000))","v":""},"",{"$f":"IF(ISERROR(L31),\"\",IF(L31=\"\",\"\",L31*'2_メイン'!$Z$19/1000))","v":""},"",{"$f":"IF(ISERROR(N31),\"\",IF(N31=\"\",\"\",N31*'2_メイン'!$Z$19/1000))","v":""},{"$f":"IF(J31=\"\",\"\",J31*'2_メイン'!$Z$20)","v":""},{"$f":"IF(N31=\"\",\"\",N31*'2_メイン'!$Z$20)","v":""}]
[null,20,null,null,null,null,null,"",null,"",{"$f":"IF(ISERROR(J32),\"\",IF(J32=\"\",\"\",J32*'2_メイン'!$Z$19/1000))","v":""},"",{"$f":"IF(ISERROR(L32),\"\",IF(L32=\"\",\"\",L32*'2_メイン'!$Z$19/1000))","v":""},"",{"$f":"IF(ISERROR(N32),\"\",IF(N32=\"\",\"\",N32*'2_メイン'!$Z$19/1000))","v":""},{"$f":"IF(J32=\"\",\"\",J32*'2_メイン'!$Z$20)","v":""},{"$f":"IF(N32=\"\",\"\",N32*'2_メイン'!$Z$20)","v":""}]
[null,21,null,null,null,null,null,"",null,"",{"$f":"IF(ISERROR(J33),\"\",IF(J33=\"\",\"\",J33*'2_メイン'!$Z$19/1000))","v":""},"",{"$f":"IF(ISERROR(L33),\"\",IF(L33=\"\",\"\",L33*'2_メイン'!$Z$19/1000))","v":""},"",{"$f":"IF(ISERROR(N33),\"\",IF(N33=\"\",\"\",N33*'2_メイン'!$Z$19/1000))","v":""},{"$f":"IF(J33=\"\",\"\",J33*'2_メイン'!$Z$20)","v":""},{"$f":"IF(N33=\"\",\"\",N33*'2_メイン'!$Z$20)","v":""}]
[null,22,null,null,null,null,null,"",null,"",{"$f":"IF(ISERROR(J34),\"\",IF(J34=\"\",\"\",J34*'2_メイン'!$Z$19/1000))","v":""},"",{"$f":"IF(ISERROR(L34),\"\",IF(L34=\"\",\"\",L34*'2_メイン'!$Z$19/1000))","v":""},"",{"$f":"IF(ISERROR(N34),\"\",IF(N34=\"\",\"\",N34*'2_メイン'!$Z$19/1000))","v":""},{"$f":"IF(J34=\"\",\"\",J34*'2_メイン'!$Z$20)","v":""},{"$f":"IF(N34=\"\",\"\",N34*'2_メイン'!$Z$20)","v":""}]
[null,23,null,null,null,null,null,"",null,"",{"$f":"IF(ISERROR(J35),\"\",IF(J35=\"\",\"\",J35*'2_メイン'!$Z$19/1000))","v":""},"",{"$f":"IF(ISERROR(L35),\"\",IF(L35=\"\",\"\",L35*'2_メイン'!$Z$19/1000))","v":""},"",{"$f":"IF(ISERROR(N35),\"\",IF(N35=\"\",\"\",N35*'2_メイン'!$Z$19/1000))","v":""},{"$f":"IF(J35=\"\",\"\",J35*'2_メイン'!$Z$20)","v":""},{"$f":"IF(N35=\"\",\"\",N35*'2_メイン'!$Z$20)","v":""}]
[null,24,null,null,null,null,null,"",null,"",{"$f":"IF(ISERROR(J36),\"\",IF(J36=\"\",\"\",J36*'2_メイン'!$Z$19/1000))","v":""},"",{"$f":"IF(ISERROR(L36),\"\",IF(L36=\"\",\"\",L36*'2_メイン'!$Z$19/1000))","v":""},"",{"$f":"IF(ISERROR(N36),\"\",IF(N36=\"\",\"\",N36*'2_メイン'!$Z$19/1000))","v":""},{"$f":"IF(J36=\"\",\"\",J36*'2_メイン'!$Z$20)","v":""},{"$f":"IF(N36=\"\",\"\",N36*'2_メイン'!$Z$20)","v":""}]
[null,25,null,null,null,null,null,"",null,"",{"$f":"IF(ISERROR(J37),\"\",IF(J37=\"\",\"\",J37*'2_メイン'!$Z$19/1000))","v":""},"",{"$f":"IF(ISERROR(L37),\"\",IF(L37=\"\",\"\",L37*'2_メイン'!$Z$19/1000))","v":""},"",{"$f":"IF(ISERROR(N37),\"\",IF(N37=\"\",\"\",N37*'2_メイン'!$Z$19/1000))","v":""},{"$f":"IF(J37=\"\",\"\",J37*'2_メイン'!$Z$20)","v":""},{"$f":"IF(N37=\"\",\"\",N37*'2_メイン'!$Z$20)","v":""}]
[null,26,null,null,null,null,null,"",null,"",{"$f":"IF(ISERROR(J38),\"\",IF(J38=\"\",\"\",J38*'2_メイン'!$Z$19/1000))","v":""},"",{"$f":"IF(ISERROR(L38),\"\",IF(L38=\"\",\"\",L38*'2_メイン'!$Z$19/1000))","v":""},"",{"$f":"IF(ISERROR(N38),\"\",IF(N38=\"\",\"\",N38*'2_メイン'!$Z$19/1000))","v":""},{"$f":"IF(J38=\"\",\"\",J38*'2_メイン'!$Z$20)","v":""},{"$f":"IF(N38=\"\",\"\",N38*'2_メイン'!$Z$20)","v":""}]
[null,27,null,null,null,null,null,"",null,"",{"$f":"IF(ISERROR(J39),\"\",IF(J39=\"\",\"\",J39*'2_メイン'!$Z$19/1000))","v":""},"",{"$f":"IF(ISERROR(L39),\"\",IF(L39=\"\",\"\",L39*'2_メイン'!$Z$19/1000))","v":""},"",{"$f":"IF(ISERROR(N39),\"\",IF(N39=\"\",\"\",N39*'2_メイン'!$Z$19/1000))","v":""},{"$f":"IF(J39=\"\",\"\",J39*'2_メイン'!$Z$20)","v":""},{"$f":"IF(N39=\"\",\"\",N39*'2_メイン'!$Z$20)","v":""}]
[null,28,null,null,null,null,null,"",null,"",{"$f":"IF(ISERROR(J40),\"\",IF(J40=\"\",\"\",J40*'2_メイン'!$Z$19/1000))","v":""},"",{"$f":"IF(ISERROR(L40),\"\",IF(L40=\"\",\"\",L40*'2_メイン'!$Z$19/1000))","v":""},"",{"$f":"IF(ISERROR(N40),\"\",IF(N40=\"\",\"\",N40*'2_メイン'!$Z$19/1000))","v":""},{"$f":"IF(J40=\"\",\"\",J40*'2_メイン'!$Z$20)","v":""},{"$f":"IF(N40=\"\",\"\",N40*'2_メイン'!$Z$20)","v":""}]
[null,29,null,null,null,null,null,"",null,"",{"$f":"IF(ISERROR(J41),\"\",IF(J41=\"\",\"\",J41*'2_メイン'!$Z$19/1000))","v":""},"",{"$f":"IF(ISERROR(L41),\"\",IF(L41=\"\",\"\",L41*'2_メイン'!$Z$19/1000))","v":""},"",{"$f":"IF(ISERROR(N41),\"\",IF(N41=\"\",\"\",N41*'2_メイン'!$Z$19/1000))","v":""},{"$f":"IF(J41=\"\",\"\",J41*'2_メイン'!$Z$20)","v":""},{"$f":"IF(N41=\"\",\"\",N41*'2_メイン'!$Z$20)","v":""}]
[null,30,null,null,null,null,null,"",null,"",{"$f":"IF(ISERROR(J42),\"\",IF(J42=\"\",\"\",J42*'2_メイン'!$Z$19/1000))","v":""},"",{"$f":"IF(ISERROR(L42),\"\",IF(L42=\"\",\"\",L42*'2_メイン'!$Z$19/1000))","v":""},"",{"$f":"IF(ISERROR(N42),\"\",IF(N42=\"\",\"\",N42*'2_メイン'!$Z$19/1000))","v":""},{"$f":"IF(J42=\"\",\"\",J42*'2_メイン'!$Z$20)","v":""},{"$f":"IF(N42=\"\",\"\",N42*'2_メイン'!$Z$20)","v":""}]
[null,31,null,null,null,null,null,"",null,"",{"$f":"IF(ISERROR(J43),\"\",IF(J43=\"\",\"\",J43*'2_メイン'!$Z$19/1000))","v":""},"",{"$f":"IF(ISERROR(L43),\"\",IF(L43=\"\",\"\",L43*'2_メイン'!$Z$19/1000))","v":""},"",{"$f":"IF(ISERROR(N43),\"\",IF(N43=\"\",\"\",N43*'2_メイン'!$Z$19/1000))","v":""},{"$f":"IF(J43=\"\",\"\",J43*'2_メイン'!$Z$20)","v":""},{"$f":"IF(N43=\"\",\"\",N43*'2_メイン'!$Z$20)","v":""}]
[null,32,null,null,null,null,null,"",null,"",{"$f":"IF(ISERROR(J44),\"\",IF(J44=\"\",\"\",J44*'2_メイン'!$Z$19/1000))","v":""},"",{"$f":"IF(ISERROR(L44),\"\",IF(L44=\"\",\"\",L44*'2_メイン'!$Z$19/1000))","v":""},"",{"$f":"IF(ISERROR(N44),\"\",IF(N44=\"\",\"\",N44*'2_メイン'!$Z$19/1000))","v":""},{"$f":"IF(J44=\"\",\"\",J44*'2_メイン'!$Z$20)","v":""},{"$f":"IF(N44=\"\",\"\",N44*'2_メイン'!$Z$20)","v":""}]
[null,33,null,null,null,null,null,"",null,"",{"$f":"IF(ISERROR(J45),\"\",IF(J45=\"\",\"\",J45*'2_メイン'!$Z$19/1000))","v":""},"",{"$f":"IF(ISERROR(L45),\"\",IF(L45=\"\",\"\",L45*'2_メイン'!$Z$19/1000))","v":""},"",{"$f":"IF(ISERROR(N45),\"\",IF(N45=\"\",\"\",N45*'2_メイン'!$Z$19/1000))","v":""},{"$f":"IF(J45=\"\",\"\",J45*'2_メイン'!$Z$20)","v":""},{"$f":"IF(N45=\"\",\"\",N45*'2_メイン'!$Z$20)","v":""}]
[null,34,null,null,null,null,null,"",null,"",{"$f":"IF(ISERROR(J46),\"\",IF(J46=\"\",\"\",J46*'2_メイン'!$Z$19/1000))","v":""},"",{"$f":"IF(ISERROR(L46),\"\",IF(L46=\"\",\"\",L46*'2_メイン'!$Z$19/1000))","v":""},"",{"$f":"IF(ISERROR(N46),\"\",IF(N46=\"\",\"\",N46*'2_メイン'!$Z$19/1000))","v":""},{"$f":"IF(J46=\"\",\"\",J46*'2_メイン'!$Z$20)","v":""},{"$f":"IF(N46=\"\",\"\",N46*'2_メイン'!$Z$20)","v":""}]
[null,35,null,null,null,null,null,"",null,"",{"$f":"IF(ISERROR(J47),\"\",IF(J47=\"\",\"\",J47*'2_メイン'!$Z$19/1000))","v":""},"",{"$f":"IF(ISERROR(L47),\"\",IF(L47=\"\",\"\",L47*'2_メイン'!$Z$19/1000))","v":""},"",{"$f":"IF(ISERROR(N47),\"\",IF(N47=\"\",\"\",N47*'2_メイン'!$Z$19/1000))","v":""},{"$f":"IF(J47=\"\",\"\",J47*'2_メイン'!$Z$20)","v":""},{"$f":"IF(N47=\"\",\"\",N47*'2_メイン'!$Z$20)","v":""}]

{"sheet":"17_変圧器（新設）","index":16,"n_rows":47,"n_cols":43,"rows_kept":47,"cut":false,"hidden":false,"merged":[[1,27,3,27],[1,24,3,24],[8,38,11,38],[1,21,3,21],[8,13,11,13],[8,14,11,14],[1,17,3,17],[1,18,3,18],[1,19,3,19],[1,25,3,25],[8,6,11,6],[8,7,11,7],[1,20,3,20],[1,26,3,26],[7,1,7,2],[8,1,11,1],[8,2,11,2],[8,3,11,4],[8,5,11,5],[8,39,11,39],[8,40,11,40],[8,41,11,41],[9,8,11,8],[9,9,11,9],[9,10,11,10],[8,8,8,10],[8,11,11,11],[8,12,11,12],[8,37,11,37],[12,3,12,4],[13,3,13,4],[14,3,14,4],[15,3,15,4],[16,3,16,4],[17,3,17,4],[18,3,18,4],[19,3,19,4],[20,3,20,4],[21,3,21,4],[38,3,38,4],[39,3,39,4],[40,3,40,4],[22,3,22,4],[23,3,23,4],[24,3,24,4],[25,3,25,4],[26,3,26,4],[31,3,31,4],[43,3,43,4],[44,3,44,4],[45,3,45,4],[46,3,46,4],[27,3,27,4],[28,3,28,4],[29,3,29,4],[41,3,41,4],[30,3,30,4],[32,3,32,4],[33,3,33,4],[34,3,34,4],[35,3,35,4],[36,3,36,4],[42,3,42,4],[37,3,37,4]]}
[]
[null,null,"色欄については、文字又は数値を入力",null,null,null,null,null,null,null,null,null,null,null,"○","単相","油入",null,"単相油入","単相モールド","三相油入","三相モールド",null,null,null,"超高効率\n変圧器","トップランナ-変圧器2014","トップランナ-変圧器",null,"式識別番号は「高効率機器　相　種別　容量」の順番とする"]
[null,null,"色欄については、プルダウンメニューから選択",null,null,null,null,null,null,null,null,null,null,null,null,"三相","モールド",null,null,null,null,null,null,null,null,null,null,null,null,null,null,null,null,null,null,null,null,null,null,"単相油入","単相モールド","三相油入","三相モールド"]
[null,null,"色欄については、任意記入とし、文字又は数値を入力",null,null,null,null,null,null,null,null,null,null,null,"デフォルト年間稼働時間",null,8760,null,null,null,null,null,null,null,null,null,null,null,null,"相",null,"種別",null,"容量",null,"高効率機器",null,null,"超高効率\n変圧器",0.5,0.4,0.5,0.5]
[null,null,"色欄については、入力の間違いや未記入の状態などエラーを示す。",null,null,null,null,null,null,null,null,null,null,"新設","撤去",null,null,"超高効率\n変圧器",5.0000000000000001E-3,4.0000000000000001E-3,5.0000000000000001E-3,5.0000000000000001E-3,null,null,"単相油入",5.0000000000000001E-3,4.0000000000000001E-3,4.0000000000000001E-3,null,"単相　",1,"油入",1,"500ｋVA以下",1,"トップランナ-変圧器2014",1,null,"トップランナ-変圧器2014",0.45,0.35,0.45,0.45]
[null,null,null,null,null,null,null,null,null,null,null,null,null,{"$f":"SUM(M13:M47)","v":0},{"$f":"SUM(O13:O47)","v":0},"CO2",null,"トップランナ-変圧器2014",4.0000000000000001E-3,3.0000000000000001E-3,4.0000000000000001E-3,4.0000000000000001E-3,null,null,"単相モールド",4.0000000000000001E-3,3.0000000000000001E-3,3.0000000000000001E-3,null,"三相　",2,"モールド",2,"500ｋVA以上",2,"トップランナ-変圧器",2,null,"トップランナ-変圧器",0.4,0.3,0.4,0.4]
[null,"高効率変圧器の導入（新設）",null,null,null,null,null,null,null,null,null,null,"No.17",{"$f":"N6/0.382*1000*9.76","v":0},{"$f":"O6/0.382*1000*9.76","v":0},"MJ",null,"トップランナ-変圧器",4.0000000000000001E-3,3.0000000000000001E-3,4.0000000000000001E-3,4.0000000000000001E-3,null,null,"三相油入",5.0000000000000001E-3,4.0000000000000001E-3,4.0000000000000001E-3,null,null,null,null,null,null,null,"超高効率変圧器",3]
[]
[null,"No.","記号・系統","相",null,"種別","変圧器\n容量\n[kVA]","台数","高効率機器",null,null,"年間電気\n使用量\n[kWh/年]","年間CO2\n排出量\n[t-CO2/年]","改修前の\n年間電気\n使用量\n[kWh/年]","改修前の\n年間CO2\n排出量\n[t-CO2/年]",null,null,null,null,null,null,null,null,null,null,null,null,null,null,null,null,null,null,null,null,null,null,"式識別番号","相","種別","容量","高効率機器"]
[null,null,null,null,null,null,null,null,"超高効率\n変圧器","トップランナ-変圧器2014","トップランナ-変圧器"]
[]
[null,null,null,null,null,null,null,null,null,null,null,null,null,null,null,null,1111,1121,1211,1212,1221,1222,2111,2121,2211,2212,2221,2222,3111,3121,3211,3212,3221,3222]
[null,1,null,null,null,null,null,null,null,null,null,{"$f":"IF(H13=\"\",\"\",IF(AND(I13=\"\",J13=\"\",K13=\"\"),\"\",H13*$Q$4*HLOOKUP(AL13,$Q$12:$AH$47,B13+1,FALSE)))","v":""},{"$f":"IFERROR(L13*'2_メイン'!$Z$19/1000,\"\")","v":""},{"$f":"IF(L13=\"\",\"\",L13/(1-INDEX($AN$4:$AQ$6,MATCH(IF(I13=\"○\",\"超高効率\n変圧器\",IF(J13=\"○\",\"トップランナ-変圧器2014\",\"トップランナ-変圧器\")),$AM$4:$AM$6,0),MATCH(D13&F13,$AN$3:$AQ$3,0))))","v":""},{"$f":"IF(ISERROR(N13),\"\",IF(N13=\"\",\"\",N13*'2_メイン'!$Z$19/1000))","v":""},null,{"$f":"11.2*POWER(G13,0.732)/1000","v":0},{"$f":"16.9*POWER(G13,0.674)/1000","v":0},{"$f":"16.6*POWER(G13,0.696)/1000","v":0},{"$f":"11.1*POWER(G13,0.809)/1000","v":0},{"$f":"23.9*POWER(G13,0.659)/1000","v":0},{"$f":"22.7*POWER(G13,0.718)/1000","v":0},{"$f":"15.3*POWER(G13,0.696)/1000","v":0},{"$f":"22.9*POWER(G13,0.647)/1000","v":0},{"$f":"23.8*POWER(G13,0.653)/1000","v":0},{"$f":"9.84*POWER(G13,0.842)/1000","v":0},{"$f":"33.6*POWER(G13,0.626)/1000","v":0},{"$f":"24*POWER(G13,0.727)/1000","v":0},{"$f":"W13/1.2","v":0},0,0,0,0,0,null,null,null,{"$f":"AP13*10^3+AM13*10^2+AN13*10+AO13","v":{"$error":"#VALUE!"}},{"$f":"IF(D13=\"\",\"\",IF(D13=\"単相\",1,2))","v":""},{"$f":"IF(F13=\"\",\"\",IF(F13=\"油入\",1,2))","v":""},{"$f":"IF(G13=\"\",\"\",IF(G13<=500,1,2))","v":""},{"$f":"IF(J13=\"○\",1,IF(K13=\"○\",2,IF(I13=\"○\",3,\"\")))","v":""}]
[null,2,null,null,null,null,null,null,null,null,null,{"$f":"IF(H14=\"\",\"\",IF(AND(I14=\"\",J14=\"\",K14=\"\"),\"\",H14*$Q$4*HLOOKUP(AL14,$Q$12:$AH$47,B14+1,FALSE)))","v":""},{"$f":"IFERROR(L14*'2_メイン'!$Z$19/1000,\"\")","v":""},{"$f":"IF(L14=\"\",\"\",L14/(1-INDEX($AN$4:$AQ$6,MATCH(IF(I14=\"○\",\"超高効率\n変圧器\",IF(J14=\"○\",\"トップランナ-変圧器2014\",\"トップランナ-変圧器\")),$AM$4:$AM$6,0),MATCH(D14&F14,$AN$3:$AQ$3,0))))","v":""},{"$f":"IF(ISERROR(N14),\"\",IF(N14=\"\",\"\",N14*'2_メイン'!$Z$19/1000))","v":""},null,{"$f":"11.2*POWER(G14,0.732)/1000","v":0},{"$f":"16.9*POWER(G14,0.674)/1000","v":0},{"$f":"16.6*POWER(G14,0.696)/1000","v":0},{"$f":"11.1*POWER(G14,0.809)/1000","v":0},{"$f":"23.9*POWER(G14,0.659)/1000","v":0},{"$f":"22.7*POWER(G14,0.718)/1000","v":0},{"$f":"15.3*POWER(G14,0.696)/1000","v":0},{"$f":"22.9*POWER(G14,0.647)/1000","v":0},{"$f":"23.8*POWER(G14,0.653)/1000","v":0},{"$f":"9.84*POWER(G14,0.842)/1000","v":0},{"$f":"33.6*POWER(G14,0.626)/1000","v":0},{"$f":"24*POWER(G14,0.727)/1000","v":0},{"$f":"W14/1.2","v":0},{"$f":"X14/1.2","v":0},{"$f":"Y14/1.2","v":0},{"$f":"Z14/1.2","v":0},{"$f":"AA14/1.2","v":0},{"$f":"AB14/1.2","v":0},null,null,null,{"$f":"AP14*10^3+AM14*10^2+AN14*10+AO14","v":{"$error":"#VALUE!"}},{"$f":"IF(D14=\"\",\"\",IF(D14=\"単相\",1,2))","v":""},{"$f":"IF(F14=\"\",\"\",IF(F14=\"油入\",1,2))","v":""},{"$f":"IF(G14=\"\",\"\",IF(G14<=500,1,2))","v":""},{"$f":"IF(J14=\"○\",1,IF(K14=\"○\",2,IF(I14=\"○\",3,\"\")))","v":""}]
[null,3,null,null,null,null,null,null,null,null,null,"",{"$f":"IFERROR(L15*'2_メイン'!$Z$19/1000,\"\")","v":""},"",{"$f":"IF(ISERROR(N15),\"\",IF(N15=\"\",\"\",N15*'2_メイン'!$Z$19/1000))","v":""},null,0,0,0,0,0,0,0,0,0,0,0,0,0,0,0,0,0,0,null,null,null,{"$error":"#VALUE!"},"","","",""]
[null,4,null,null,null,null,null,null,null,null,null,"",{"$f":"IFERROR(L16*'2_メイン'!$Z$19/1000,\"\")","v":""},"",{"$f":"IF(ISERROR(N16),\"\",IF(N16=\"\",\"\",N16*'2_メイン'!$Z$19/1000))","v":""},null,0,0,0,0,0,0,0,0,0,0,0,0,0,0,0,0,0,0,null,null,null,{"$error":"#VALUE!"},"","","",""]
[null,5,null,null,null,null,null,null,null,null,null,"",{"$f":"IFERROR(L17*'2_メイン'!$Z$19/1000,\"\")","v":""},"",{"$f":"IF(ISERROR(N17),\"\",IF(N17=\"\",\"\",N17*'2_メイン'!$Z$19/1000))","v":""},null,0,0,0,0,0,0,0,0,0,0,0,0,0,0,0,0,0,0,null,null,null,{"$error":"#VALUE!"},"","","",""]
[null,6,null,null,null,null,null,null,null,null,null,"",{"$f":"IFERROR(L18*'2_メイン'!$Z$19/1000,\"\")","v":""},"",{"$f":"IF(ISERROR(N18),\"\",IF(N18=\"\",\"\",N18*'2_メイン'!$Z$19/1000))","v":""},null,0,0,0,0,0,0,0,0,0,0,0,0,0,0,0,0,0,0,null,null,null,{"$error":"#VALUE!"},"","","",""]
[null,7,null,null,null,null,null,null,null,null,null,"",{"$f":"IFERROR(L19*'2_メイン'!$Z$19/1000,\"\")","v":""},"",{"$f":"IF(ISERROR(N19),\"\",IF(N19=\"\",\"\",N19*'2_メイン'!$Z$19/1000))","v":""},null,0,0,0,0,0,0,0,0,0,0,0,0,0,0,0,0,0,0,null,null,null,{"$error":"#VALUE!"},"","","",""]
[null,8,null,null,null,null,null,null,null,null,null,"",{"$f":"IFERROR(L20*'2_メイン'!$Z$19/1000,\"\")","v":""},"",{"$f":"IF(ISERROR(N20),\"\",IF(N20=\"\",\"\",N20*'2_メイン'!$Z$19/1000))","v":""},null,0,0,0,0,0,0,0,0,0,0,0,0,0,0,0,0,0,0,null,null,null,{"$error":"#VALUE!"},"","","",""]
[null,9,null,null,null,null,null,null,null,null,null,"",{"$f":"IFERROR(L21*'2_メイン'!$Z$19/1000,\"\")","v":""},"",{"$f":"IF(ISERROR(N21),\"\",IF(N21=\"\",\"\",N21*'2_メイン'!$Z$19/1000))","v":""},null,0,0,0,0,0,0,0,0,0,0,0,0,0,0,0,0,0,0,null,null,null,{"$error":"#VALUE!"},"","","",""]
[null,10,null,null,null,null,null,null,null,null,null,"",{"$f":"IFERROR(L22*'2_メイン'!$Z$19/1000,\"\")","v":""},"",{"$f":"IF(ISERROR(N22),\"\",IF(N22=\"\",\"\",N22*'2_メイン'!$Z$19/1000))","v":""},null,0,0,0,0,0,0,0,0,0,0,0,0,0,0,0,0,0,0,null,null,null,{"$error":"#VALUE!"},"","","",""]
[null,11,null,null,null,null,null,null,null,null,null,"",{"$f":"IFERROR(L23*'2_メイン'!$Z$19/1000,\"\")","v":""},"",{"$f":"IF(ISERROR(N23),\"\",IF(N23=\"\",\"\",N23*'2_メイン'!$Z$19/1000))","v":""},null,0,0,0,0,0,0,0,0,0,0,0,0,0,0,0,0,0,0,null,null,null,{"$error":"#VALUE!"},"","","",""]
[null,12,null,null,null,null,null,null,null,null,null,"",{"$f":"IFERROR(L24*'2_メイン'!$Z$19/1000,\"\")","v":""},"",{"$f":"IF(ISERROR(N24),\"\",IF(N24=\"\",\"\",N24*'2_メイン'!$Z$19/1000))","v":""},null,0,0,0,0,0,0,0,0,0,0,0,0,0,0,0,0,0,0,null,null,null,{"$error":"#VALUE!"},"","","",""]
[null,13,null,null,null,null,null,null,null,null,null,"",{"$f":"IFERROR(L25*'2_メイン'!$Z$19/1000,\"\")","v":""},"",{"$f":"IF(ISERROR(N25),\"\",IF(N25=\"\",\"\",N25*'2_メイン'!$Z$19/1000))","v":""},null,0,0,0,0,0,0,0,0,0,0,0,0,0,0,0,0,0,0,null,null,null,{"$error":"#VALUE!"},"","","",""]
[null,14,null,null,null,null,null,null,null,null,null,"",{"$f":"IFERROR(L26*'2_メイン'!$Z$19/1000,\"\")","v":""},"",{"$f":"IF(ISERROR(N26),\"\",IF(N26=\"\",\"\",N26*'2_メイン'!$Z$19/1000))","v":""},null,0,0,0,0,0,0,0,0,0,0,0,0,0,0,0,0,0,0,null,null,null,{"$error":"#VALUE!"},"","","",""]
[null,15,null,null,null,null,null,null,null,null,null,"",{"$f":"IFERROR(L27*'2_メイン'!$Z$19/1000,\"\")","v":""},"",{"$f":"IF(ISERROR(N27),\"\",IF(N27=\"\",\"\",N27*'2_メイン'!$Z$19/1000))","v":""},null,0,0,0,0,0,0,0,0,0,0,0,0,0,0,0,0,0,0,null,null,null,{"$error":"#VALUE!"},"","","",""]
[null,16,null,null,null,null,null,null,null,null,null,"",{"$f":"IFERROR(L28*'2_メイン'!$Z$19/1000,\"\")","v":""},"",{"$f":"IF(ISERROR(N28),\"\",IF(N28=\"\",\"\",N28*'2_メイン'!$Z$19/1000))","v":""},null,0,0,0,0,0,0,0,0,0,0,0,0,0,0,0,0,0,0,null,null,null,{"$error":"#VALUE!"},"","","",""]
[null,17,null,null,null,null,null,null,null,null,null,"",{"$f":"IFERROR(L29*'2_メイン'!$Z$19/1000,\"\")","v":""},"",{"$f":"IF(ISERROR(N29),\"\",IF(N29=\"\",\"\",N29*'2_メイン'!$Z$19/1000))","v":""},null,0,0,0,0,0,0,0,0,0,0,0,0,0,0,0,0,0,0,null,null,null,{"$error":"#VALUE!"},"","","",""]
[null,18,null,null,null,null,null,null,null,null,null,"",{"$f":"IFERROR(L30*'2_メイン'!$Z$19/1000,\"\")","v":""},"",{"$f":"IF(ISERROR(N30),\"\",IF(N30=\"\",\"\",N30*'2_メイン'!$Z$19/1000))","v":""},null,0,0,0,0,0,0,0,0,0,0,0,0,0,0,0,0,0,0,null,null,null,{"$error":"#VALUE!"},"","","",""]
[null,19,null,null,null,null,null,null,null,null,null,"",{"$f":"IFERROR(L31*'2_メイン'!$Z$19/1000,\"\")","v":""},"",{"$f":"IF(ISERROR(N31),\"\",IF(N31=\"\",\"\",N31*'2_メイン'!$Z$19/1000))","v":""},null,0,0,0,0,0,0,0,0,0,0,0,0,0,0,0,0,0,0,null,null,null,{"$error":"#VALUE!"},"","","",""]
[null,20,null,null,null,null,null,null,null,null,null,"",{"$f":"IFERROR(L32*'2_メイン'!$Z$19/1000,\"\")","v":""},"",{"$f":"IF(ISERROR(N32),\"\",IF(N32=\"\",\"\",N32*'2_メイン'!$Z$19/1000))","v":""},null,0,0,0,0,0,0,0,0,0,0,0,0,0,0,0,0,0,0,null,null,null,{"$error":"#VALUE!"},"","","",""]
[null,21,null,null,null,null,null,null,null,null,null,"",{"$f":"IFERROR(L33*'2_メイン'!$Z$19/1000,\"\")","v":""},"",{"$f":"IF(ISERROR(N33),\"\",IF(N33=\"\",\"\",N33*'2_メイン'!$Z$19/1000))","v":""},null,0,0,0,0,0,0,0,0,0,0,0,0,0,0,0,0,0,0,null,null,null,{"$error":"#VALUE!"},"","","",""]
[null,22,null,null,null,null,null,null,null,null,null,"",{"$f":"IFERROR(L34*'2_メイン'!$Z$19/1000,\"\")","v":""},"",{"$f":"IF(ISERROR(N34),\"\",IF(N34=\"\",\"\",N34*'2_メイン'!$Z$19/1000))","v":""},null,0,0,0,0,0,0,0,0,0,0,0,0,0,0,0,0,0,0,null,null,null,{"$error":"#VALUE!"},"","","",""]
[null,23,null,null,null,null,null,null,null,null,null,"",{"$f":"IFERROR(L35*'2_メイン'!$Z$19/1000,\"\")","v":""},"",{"$f":"IF(ISERROR(N35),\"\",IF(N35=\"\",\"\",N35*'2_メイン'!$Z$19/1000))","v":""},null,0,0,0,0,0,0,0,0,0,0,0,0,0,0,0,0,0,0,null,null,null,{"$error":"#VALUE!"},"","","",""]
[null,24,null,null,null,null,null,null,null,null,null,"",{"$f":"IFERROR(L36*'2_メイン'!$Z$19/1000,\"\")","v":""},"",{"$f":"IF(ISERROR(N36),\"\",IF(N36=\"\",\"\",N36*'2_メイン'!$Z$19/1000))","v":""},null,0,0,0,0,0,0,0,0,0,0,0,0,0,0,0,0,0,0,null,null,null,{"$error":"#VALUE!"},"","","",""]
[null,25,null,null,null,null,null,null,null,null,null,"",{"$f":"IFERROR(L37*'2_メイン'!$Z$19/1000,\"\")","v":""},"",{"$f":"IF(ISERROR(N37),\"\",IF(N37=\"\",\"\",N37*'2_メイン'!$Z$19/1000))","v":""},null,0,0,0,0,0,0,0,0,0,0,0,0,0,0,0,0,0,0,null,null,null,{"$error":"#VALUE!"},"","","",""]
[null,26,null,null,null,null,null,null,null,null,null,"",{"$f":"IFERROR(L38*'2_メイン'!$Z$19/1000,\"\")","v":""},"",{"$f":"IF(ISERROR(N38),\"\",IF(N38=\"\",\"\",N38*'2_メイン'!$Z$19/1000))","v":""},null,0,0,0,0,0,0,0,0,0,0,0,0,0,0,0,0,0,0,null,null,null,{"$error":"#VALUE!"},"","","",""]
[null,27,null,null,null,null,null,null,null,null,null,"",{"$f":"IFERROR(L39*'2_メイン'!$Z$19/1000,\"\")","v":""},"",{"$f":"IF(ISERROR(N39),\"\",IF(N39=\"\",\"\",N39*'2_メイン'!$Z$19/1000))","v":""},null,0,0,0,0,0,0,0,0,0,0,0,0,0,0,0,0,0,0,null,null,null,{"$error":"#VALUE!"},"","","",""]
[null,28,null,null,null,null,null,null,null,null,null,"",{"$f":"IFERROR(L40*'2_メイン'!$Z$19/1000,\"\")","v":""},"",{"$f":"IF(ISERROR(N40),\"\",IF(N40=\"\",\"\",N40*'2_メイン'!$Z$19/1000))","v":""},null,0,0,0,0,0,0,0,0,0,0,0,0,0,0,0,0,0,0,null,null,null,{"$error":"#VALUE!"},"","","",""]
[null,29,null,null,null,null,null,null,null,null,null,"",{"$f":"IFERROR(L41*'2_メイン'!$Z$19/1000,\"\")","v":""},"",{"$f":"IF(ISERROR(N41),\"\",IF(N41=\"\",\"\",N41*'2_メイン'!$Z$19/1000))","v":""},null,0,0,0,0,0,0,0,0,0,0,0,0,0,0,0,0,0,0,null,null,null,{"$error":"#VALUE!"},"","","",""]
[null,30,null,null,null,null,null,null,null,null,null,"",{"$f":"IFERROR(L42*'2_メイン'!$Z$19/1000,\"\")","v":""},"",{"$f":"IF(ISERROR(N42),\"\",IF(N42=\"\",\"\",N42*'2_メイン'!$Z$19/1000))","v":""},null,0,0,0,0,0,0,0,0,0,0,0,0,0,0,0,0,0,0,null,null,null,{"$error":"#VALUE!"},"","","",""]
[null,31,null,null,null,null,null,null,null,null,null,"",{"$f":"IFERROR(L43*'2_メイン'!$Z$19/1000,\"\")","v":""},"",{"$f":"IF(ISERROR(N43),\"\",IF(N43=\"\",\"\",N43*'2_メイン'!$Z$19/1000))","v":""},null,0,0,0,0,0,0,0,0,0,0,0,0,0,0,0,0,0,0,null,null,null,{"$error":"#VALUE!"},"","","",""]
[null,32,null,null,null,null,null,null,null,null,null,"",{"$f":"IFERROR(L44*'2_メイン'!$Z$19/1000,\"\")","v":""},"",{"$f":"IF(ISERROR(N44),\"\",IF(N44=\"\",\"\",N44*'2_メイン'!$Z$19/1000))","v":""},null,0,0,0,0,0,0,0,0,0,0,0,0,0,0,0,0,0,0,null,null,null,{"$error":"#VALUE!"},"","","",""]
[null,33,null,null,null,null,null,null,null,null,null,"",{"$f":"IFERROR(L45*'2_メイン'!$Z$19/1000,\"\")","v":""},"",{"$f":"IF(ISERROR(N45),\"\",IF(N45=\"\",\"\",N45*'2_メイン'!$Z$19/1000))","v":""},null,0,0,0,0,0,0,0,0,0,0,0,0,0,0,0,0,0,0,null,null,null,{"$error":"#VALUE!"},"","","",""]
[null,34,null,null,null,null,null,null,null,null,null,"",{"$f":"IFERROR(L46*'2_メイン'!$Z$19/1000,\"\")","v":""},"",{"$f":"IF(ISERROR(N46),\"\",IF(N46=\"\",\"\",N46*'2_メイン'!$Z$19/1000))","v":""},null,0,0,0,0,0,0,0,0,0,0,0,0,0,0,0,0,0,0,null,null,null,{"$error":"#VALUE!"},"","","",""]
[null,35,null,null,null,null,null,null,null,null,null,"",{"$f":"IFERROR(L47*'2_メイン'!$Z$19/1000,\"\")","v":""},"",{"$f":"IF(ISERROR(N47),\"\",IF(N47=\"\",\"\",N47*'2_メイン'!$Z$19/1000))","v":""},null,0,0,0,0,0,0,0,0,0,0,0,0,0,0,0,0,0,0,null,null,null,{"$error":"#VALUE!"},"","","",""]

{"sheet":"18_エレベーター制御（新設）","index":17,"n_rows":167,"n_cols":27,"rows_kept":167,"cut":false,"hidden":false,"merged":[[46,3,46,4],[8,8,11,8],[40,3,40,4],[41,3,41,4],[42,3,42,4],[43,3,43,4],[44,3,44,4],[35,3,35,4],[36,3,36,4],[37,3,37,4],[38,3,38,4],[39,3,39,4],[26,3,26,4],[27,3,27,4],[28,3,28,4],[29,3,29,4],[45,3,45,4],[16,3,16,4],[17,3,17,4],[18,3,18,4],[19,3,19,4],[20,3,20,4],[30,3,30,4],[22,3,22,4],[23,3,23,4],[24,3,24,4],[32,3,32,4],[33,3,33,4],[34,3,34,4],[31,3,31,4],[25,3,25,4],[21,3,21,4],[8,9,11,9],[1,13,1,15],[8,10,11,10],[9,12,10,12],[9,13,10,13],[12,3,12,4],[13,3,13,4],[14,3,14,4],[15,3,15,4],[8,7,11,7],[8,1,11,1],[8,2,11,2],[8,3,11,4],[8,5,11,5],[8,6,11,6]]}
[]
[null,null,"色欄については、文字又は数値を入力",null,null,null,null,null,null,null,null,null,"○","可変電圧\n可変周波数制御方式"]
[null,null,"色欄については、プルダウンメニューから選択",null,null,null,null,null,null,null,null,null,null,0.25]
[null,null,"色欄については、任意記入とし、文字又は数値を入力",null,null,null,null,null,null,null,null,null,null,"デフォルト年間運転時間",null,2000]
[null,null,"色欄については、入力の間違いや未記入の状態などエラーを示す。"]
[]
[null,"エレベーターの省エネ制御の導入（新設）",null,null,null,null,null,null,null,null,"No.18"]
[]
[null,"No.","号機名","積載質量\n[kg]",null,"定格速度\n[m/min]","電動機\n出力\n[kW]","台数","可変電圧\n可変周波数\n制御方式","年間電気\n削減量\n[kWh/年]","年間CO2\n削減量\n[t-CO2/年]"]
[null,null,null,null,null,null,null,null,null,null,null,null,"年間CO2\n削減量（計）\n[t-CO2/年]","年間一次\nエネルギー\n削減量（計）\n[MJ/年]"]
[]
[null,null,null,null,null,null,null,null,null,null,null,null,{"$f":"SUM(K13:K47)","v":0},{"$f":"M12/'2_メイン'!$Z$19*1000*'2_メイン'!$Z$20","v":0}]
[null,1,null,null,null,null,null,null,null,{"$f":"IF(H13=\"\",\"\",D13*F13*H13/40*SUMIF(I13,\"○\",$N$3)*$P$4/860)","v":""},{"$f":"IF(ISERROR(J13),\"\",IF(J13=\"\",\"\",J13*'2_メイン'!$Z$19/1000))","v":""}]
[null,2,null,null,null,null,null,null,null,{"$f":"IF(H14=\"\",\"\",D14*F14*H14/40*SUMIF(I14,\"○\",$N$3)*$P$4/860)","v":""},{"$f":"IF(ISERROR(J14),\"\",IF(J14=\"\",\"\",J14*'2_メイン'!$Z$19/1000))","v":""}]
[null,3,null,null,null,null,null,null,null,"",{"$f":"IF(ISERROR(J15),\"\",IF(J15=\"\",\"\",J15*'2_メイン'!$Z$19/1000))","v":""}]
[null,4,null,null,null,null,null,null,null,"",{"$f":"IF(ISERROR(J16),\"\",IF(J16=\"\",\"\",J16*'2_メイン'!$Z$19/1000))","v":""}]
[null,5,null,null,null,null,null,null,null,"",{"$f":"IF(ISERROR(J17),\"\",IF(J17=\"\",\"\",J17*'2_メイン'!$Z$19/1000))","v":""}]
[null,6,null,null,null,null,null,null,null,"",{"$f":"IF(ISERROR(J18),\"\",IF(J18=\"\",\"\",J18*'2_メイン'!$Z$19/1000))","v":""}]
[null,7,null,null,null,null,null,null,null,"",{"$f":"IF(ISERROR(J19),\"\",IF(J19=\"\",\"\",J19*'2_メイン'!$Z$19/1000))","v":""}]
[null,8,null,null,null,null,null,null,null,"",{"$f":"IF(ISERROR(J20),\"\",IF(J20=\"\",\"\",J20*'2_メイン'!$Z$19/1000))","v":""}]
[null,9,null,null,null,null,null,null,null,"",{"$f":"IF(ISERROR(J21),\"\",IF(J21=\"\",\"\",J21*'2_メイン'!$Z$19/1000))","v":""}]
[null,10,null,null,null,null,null,null,null,"",{"$f":"IF(ISERROR(J22),\"\",IF(J22=\"\",\"\",J22*'2_メイン'!$Z$19/1000))","v":""}]
[null,11,null,null,null,null,null,null,null,"",{"$f":"IF(ISERROR(J23),\"\",IF(J23=\"\",\"\",J23*'2_メイン'!$Z$19/1000))","v":""}]
[null,12,null,null,null,null,null,null,null,"",{"$f":"IF(ISERROR(J24),\"\",IF(J24=\"\",\"\",J24*'2_メイン'!$Z$19/1000))","v":""}]
[null,13,null,null,null,null,null,null,null,"",{"$f":"IF(ISERROR(J25),\"\",IF(J25=\"\",\"\",J25*'2_メイン'!$Z$19/1000))","v":""}]
[null,14,null,null,null,null,null,null,null,"",{"$f":"IF(ISERROR(J26),\"\",IF(J26=\"\",\"\",J26*'2_メイン'!$Z$19/1000))","v":""}]
[null,15,null,null,null,null,null,null,null,"",{"$f":"IF(ISERROR(J27),\"\",IF(J27=\"\",\"\",J27*'2_メイン'!$Z$19/1000))","v":""}]
[null,16,null,null,null,null,null,null,null,"",{"$f":"IF(ISERROR(J28),\"\",IF(J28=\"\",\"\",J28*'2_メイン'!$Z$19/1000))","v":""}]
[null,17,null,null,null,null,null,null,null,"",{"$f":"IF(ISERROR(J29),\"\",IF(J29=\"\",\"\",J29*'2_メイン'!$Z$19/1000))","v":""}]
[null,18,null,null,null,null,null,null,null,"",{"$f":"IF(ISERROR(J30),\"\",IF(J30=\"\",\"\",J30*'2_メイン'!$Z$19/1000))","v":""}]
[null,19,null,null,null,null,null,null,null,"",{"$f":"IF(ISERROR(J31),\"\",IF(J31=\"\",\"\",J31*'2_メイン'!$Z$19/1000))","v":""}]
[null,20,null,null,null,null,null,null,null,"",{"$f":"IF(ISERROR(J32),\"\",IF(J32=\"\",\"\",J32*'2_メイン'!$Z$19/1000))","v":""}]
[null,21,null,null,null,null,null,null,null,"",{"$f":"IF(ISERROR(J33),\"\",IF(J33=\"\",\"\",J33*'2_メイン'!$Z$19/1000))","v":""}]
[null,22,null,null,null,null,null,null,null,"",{"$f":"IF(ISERROR(J34),\"\",IF(J34=\"\",\"\",J34*'2_メイン'!$Z$19/1000))","v":""}]
[null,23,null,null,null,null,null,null,null,"",{"$f":"IF(ISERROR(J35),\"\",IF(J35=\"\",\"\",J35*'2_メイン'!$Z$19/1000))","v":""}]
[null,24,null,null,null,null,null,null,null,"",{"$f":"IF(ISERROR(J36),\"\",IF(J36=\"\",\"\",J36*'2_メイン'!$Z$19/1000))","v":""}]
[null,25,null,null,null,null,null,null,null,"",{"$f":"IF(ISERROR(J37),\"\",IF(J37=\"\",\"\",J37*'2_メイン'!$Z$19/1000))","v":""}]
[null,26,null,null,null,null,null,null,null,"",{"$f":"IF(ISERROR(J38),\"\",IF(J38=\"\",\"\",J38*'2_メイン'!$Z$19/1000))","v":""}]
[null,27,null,null,null,null,null,null,null,"",{"$f":"IF(ISERROR(J39),\"\",IF(J39=\"\",\"\",J39*'2_メイン'!$Z$19/1000))","v":""}]
[null,28,null,null,null,null,null,null,null,"",{"$f":"IF(ISERROR(J40),\"\",IF(J40=\"\",\"\",J40*'2_メイン'!$Z$19/1000))","v":""}]
[null,29,null,null,null,null,null,null,null,"",{"$f":"IF(ISERROR(J41),\"\",IF(J41=\"\",\"\",J41*'2_メイン'!$Z$19/1000))","v":""}]
[null,30,null,null,null,null,null,null,null,"",{"$f":"IF(ISERROR(J42),\"\",IF(J42=\"\",\"\",J42*'2_メイン'!$Z$19/1000))","v":""}]
[null,31,null,null,null,null,null,null,null,"",{"$f":"IF(ISERROR(J43),\"\",IF(J43=\"\",\"\",J43*'2_メイン'!$Z$19/1000))","v":""}]
[null,32,null,null,null,null,null,null,null,"",{"$f":"IF(ISERROR(J44),\"\",IF(J44=\"\",\"\",J44*'2_メイン'!$Z$19/1000))","v":""}]
[null,33,null,null,null,null,null,null,null,"",{"$f":"IF(ISERROR(J45),\"\",IF(J45=\"\",\"\",J45*'2_メイン'!$Z$19/1000))","v":""}]
[null,34,null,null,null,null,null,null,null,"",{"$f":"IF(ISERROR(J46),\"\",IF(J46=\"\",\"\",J46*'2_メイン'!$Z$19/1000))","v":""}]
[null,35,null,null,null,null,null,null,null,"",{"$f":"IF(ISERROR(J47),\"\",IF(J47=\"\",\"\",J47*'2_メイン'!$Z$19/1000))","v":""}]
[]
[]
[]
[]
[]
[]
[]
[]
[]
[]
[]
[]
[]
[]
[]
[]
[]
[]
[]
[]
[]
[]
[]
[]
[]
[]
[]
[]
[]
[]
[]
[]
[]
[]
[]
[]
[]
[]
[]
[]
[]
[]
[]
[]
[]
[]
[]
[]
[]
[]
[]
[]
[]
[]
[]
[]
[]
[]
[]
[]
[]
[]
[]
[]
[]
[]
[]
[]
[]
[]
[]
[]
[]
[]
[]
[]
[]
[]
[]
[]
[]
[]
[]
[]
[]
[]
[]
[]
[]
[]
[]
[]
[]
[]
[]
[]
[]
[]
[]
[]
[]
[]
[]
[]
[]
[]
[]
[]
[]
[]
[]
[]
[]
[]
[]
[]
[]
[]
[]
[null,null,null,null,null,null,null,null,null,null,null,null,null,null,null,null,null,null,null,null,null,null,null,null,null,null,{"$f":"SUMIF(#REF!,\"○\",$K$40:$N$40)","v":{"$error":"#REF!"}}]

{"sheet":"19_その他","index":18,"n_rows":139,"n_cols":24,"rows_kept":139,"cut":false,"hidden":false,"merged":[[10,7,13,7],[10,3,13,3],[10,1,13,1],[10,2,13,2],[10,4,13,4],[10,5,13,6]]}
[]
[null,null,"色欄については、文字又は数値を入力"]
[null,null,"色欄については、プルダウンメニューから選択",null,null,null,null,null,null,"削減量　集計表",null,null,null,null,"■エネルギー種別",null,null,null,"■都市ガス種別"]
[null,null,"色欄については、任意記入とし、文字又は数値を入力",null,null,null,null,null,null,"CO2","MJ","kWh","㎥",null,"電気","都市ガス","LPG",null,"中圧ガス","低圧ガス","都市ガス種別判定",null,"■基準COP"]
[null,null,"色欄については、入力の間違いや未記入の状態などエラーを示す。",null,null,null,null,null,null,{"$f":"SUM(H15:H19)","v":0},{"$f":"O8+P8","v":0},{"$f":"SUMIF(G15:G19,\"kWh/年\",F15:F19)","v":0},{"$f":"IF(E17=P4,F17/HLOOKUP(U5,S4:T5,2,FALSE),0)","v":0},null,{"$f":"'2_メイン'!Z19","v":0.48899999999999999},{"$f":"'2_メイン'!AA19","v":2.2440000000000002},{"$f":"'2_メイン'!AC19","v":2.9651656441717793},null,0.95699999999999996,0.96699999999999997,{"$f":"'14_全熱交換器 (新設)'!BW6","v":"低圧ガス"},null,{"$f":"'14_全熱交換器 (新設)'!AU4","v":0.9}]
[null,null,null,null,null,null,null,null,null,null,null,null,null,null,{"$f":"'2_メイン'!Z20","v":9.76},{"$f":"'2_メイン'!AA20","v":45},{"$f":"'2_メイン'!AC20","v":50.8}]
[null," BEMS、太陽光発電、遮熱・断熱等",null,null,null,null,null,"No.19"]
[null,null,null,null,null,null,null,null,null,null,null,null,null,null,{"$f":"(F15+F16)*O6","v":0},{"$f":"IFERROR(F17*HLOOKUP(E17,O4:Q6,3,FALSE),0)","v":0}]
[]
[]
[null,"No.","削減対策項目","年間熱負荷\n削減量\n[MJ/年]","エネルギー\n種別","年間エネルギー\n削減量\n[kWh/年]",null,"年間CO2\n削減量\n[t-CO2/年]"]
[]
[]
[]
[null,1,"BEMS",null,null,null,"kWh/年",{"$f":"IF(ISERROR(F15),\"\",IF(F15=\"\",\"\",F15*'2_メイン'!$Z$19/1000))","v":""}]
[null,2,"太陽光発電",null,null,null,"kWh/年",{"$f":"IF(ISERROR(F16),\"\",IF(F16=\"\",\"\",F16*'2_メイン'!$Z$19/1000))","v":""}]
[null,3,"遮熱・断熱",null,null,{"$f":"IF(OR(D17=\"\",E17=\"\"),\"\",IF(E17=$O$4,D17/3.6/($W$5*$O$6/3.6),IF(E17=$P$4,D17/$W$5/$P$6,IF(E17=$Q$4,D17/$W$5/$Q$6))))","v":""},{"$f":"IF(E17=\"\",\"\",IF(E17=\"電気\",\"kWh/年\",IF(E17=\"都市ガス\",\"Nm3/年\",\"kg/年\")))","v":""},{"$f":"IF(F17=\"\",\"\",F17*HLOOKUP(E17,O4:Q5,2,FALSE)/1000)","v":""}]
[null,4,null,null,null,null,{"$f":"IF(E18=\"\",\"\",IF(E18=\"電気\",\"kWh/年\",IF(E18=\"都市ガス\",\"Nm3/年\",\"kg/年\")))","v":""},{"$f":"IF(F18=\"\",\"\",F18*HLOOKUP(E18,O4:Q5,2,FALSE)/1000)","v":""}]
[null,5,null,null,null,null,""]
[]
[]
[]
[]
[]
[]
[]
[]
[]
[]
[]
[]
[]
[]
[]
[]
[]
[]
[]
[]
[]
[]
[]
[]
[]
[]
[]
[]
[]
[]
[]
[]
[]
[]
[]
[]
[]
[]
[]
[]
[]
[]
[]
[]
[]
[]
[]
[]
[]
[]
[]
[]
[]
[]
[]
[]
[]
[]
[]
[]
[]
[]
[]
[]
[]
[]
[]
[]
[]
[]
[]
[]
[]
[]
[]
[]
[]
[]
[]
[]
[]
[]
[]
[]
[]
[]
[]
[]
[]
[]
[]
[]
[]
[]
[]
[]
[]
[]
[]
[]
[]
[]
[]
[]
[]
[]
[]
[]
[]
[]
[]
[]
[]
[]
[]
[]
[]
[]
[]
[null,null,null,null,null,null,null,null,null,null,null,null,null,null,null,null,null,null,null,null,null,null,null,{"$f":"SUMIF(#REF!,\"○\",#REF!)","v":{"$error":"#REF!"}}]

{"sheet":"20_熱源機器（撤去） ","index":19,"n_rows":49,"n_cols":49,"rows_kept":49,"cut":false,"hidden":false,"merged":[[95,4,95,6],[95,7,95,8],[95,9,95,10],[96,2,96,3],[96,4,96,6],[96,7,96,8],[96,9,96,10],[95,2,95,3],[99,2,99,3],[99,4,99,6],[99,7,99,8],[99,9,99,10],[100,2,100,3],[100,4,100,6],[100,7,100,8],[100,9,100,10],[97,2,97,3],[97,4,97,6],[97,7,97,8],[97,9,97,10],[98,2,98,3],[98,4,98,6],[98,7,98,8],[98,9,98,10],[93,2,93,3],[93,4,93,6],[93,7,93,8],[93,9,93,10],[94,2,94,3],[94,4,94,6],[94,7,94,8],[94,9,94,10],[91,2,91,3],[91,4,91,6],[91,7,91,8],[91,9,91,10],[92,2,92,3],[92,4,92,6],[92,7,92,8],[92,9,92,10],[90,9,90,10],[87,2,87,3],[87,4,87,6],[87,7,87,8],[87,9,87,10],[88,2,88,3],[88,4,88,6],[88,7,88,8],[88,9,88,10],[89,2,89,3],[89,4,89,6],[89,7,89,8],[89,9,89,10],[90,2,90,3],[90,4,90,6],[90,7,90,8],[85,2,85,3],[85,4,85,6],[85,7,85,8],[85,9,85,10],[86,2,86,3],[86,4,86,6],[86,7,86,8],[86,9,86,10],[83,2,83,3],[83,4,83,6],[83,7,83,8],[83,9,83,10],[84,2,84,3],[84,4,84,6],[84,7,84,8],[84,9,84,10],[81,2,81,3],[81,4,81,6],[81,7,81,8],[81,9,81,10],[82,2,82,3],[82,4,82,6],[82,7,82,8],[82,9,82,10],[79,2,79,3],[79,4,79,6],[79,7,79,8],[79,9,79,10],[80,2,80,3],[80,4,80,6],[80,7,80,8],[80,9,80,10],[77,2,77,3],[77,4,77,6],[77,7,77,8],[77,9,77,10],[78,2,78,3],[78,4,78,6],[78,7,78,8],[78,9,78,10],[75,2,75,3],[75,4,75,6],[75,7,75,8],[75,9,75,10],[76,2,76,3],[76,4,76,6],[76,7,76,8],[76,9,76,10],[73,2,73,3],[73,4,73,6],[73,7,73,8],[73,9,73,10],[74,2,74,3],[74,4,74,6],[74,7,74,8],[74,9,74,10],[71,2,71,3],[71,4,71,6],[71,7,71,8],[71,9,71,10],[72,2,72,3],[72,4,72,6],[72,7,72,8],[72,9,72,10],[69,2,69,3],[69,4,69,6],[69,7,69,8],[69,9,69,10],[70,2,70,3],[70,4,70,6],[70,7,70,8],[70,9,70,10],[67,2,67,3],[67,4,67,6],[67,7,67,8],[67,9,67,10],[68,2,68,3],[68,4,68,6],[68,7,68,8],[68,9,68,10],[65,2,65,3],[65,4,65,6],[65,7,65,8],[65,9,65,10],[66,2,66,3],[66,4,66,6],[66,7,66,8],[66,9,66,10],[63,2,63,3],[63,4,63,6],[63,7,63,8],[63,9,63,10],[64,2,64,3],[64,4,64,6],[64,7,64,8],[64,9,64,10],[61,2,61,3],[61,4,61,6],[61,7,61,8],[61,9,61,10],[62,2,62,3],[62,4,62,6],[62,7,62,8],[62,9,62,10],[59,2,59,3],[59,4,59,6],[59,7,59,8],[59,9,59,10],[60,2,60,3],[60,4,60,6],[60,7,60,8],[60,9,60,10],[57,2,57,3],[57,4,57,6],[57,7,57,8],[57,9,57,10],[58,2,58,3],[58,4,58,6],[58,7,58,8],[58,9,58,10],[55,2,55,3],[55,4,55,6],[55,7,55,8],[55,9,55,10],[56,2,56,3],[56,4,56,6],[56,7,56,8],[56,9,56,10],[53,2,53,3],[53,4,53,6],[53,7,53,8],[53,9,53,10],[54,2,54,3],[54,4,54,6],[54,7,54,8],[54,9,54,10],[51,2,51,3],[51,4,51,6],[51,7,51,8],[51,9,51,10],[52,2,52,3],[52,4,52,6],[52,7,52,8],[52,9,52,10],[49,2,49,3],[49,4,49,6],[49,7,49,8],[49,9,49,10],[50,2,50,3],[50,4,50,6],[50,7,50,8],[50,9,50,10],[47,2,47,3],[47,4,47,6],[47,7,47,8],[47,9,47,10],[48,2,48,3],[48,4,48,6],[48,7,48,8],[48,9,48,10],[45,2,45,3],[45,4,45,6],[45,7,45,8],[45,9,45,10],[46,2,46,3],[46,4,46,6],[46,7,46,8],[46,9,46,10],[43,2,43,3],[43,4,43,6],[43,7,43,8],[43,9,43,10],[44,2,44,3],[44,4,44,6],[44,7,44,8],[44,9,44,10],[41,2,41,3],[41,4,41,6],[41,7,41,8],[41,9,41,10],[42,2,42,3],[42,4,42,6],[42,7,42,8],[42,9,42,10],[39,2,39,3],[39,4,39,6],[39,7,39,8],[39,9,39,10],[40,2,40,3],[40,4,40,6],[40,7,40,8],[40,9,40,10],[37,2,37,3],[37,4,37,6],[37,7,37,8],[37,9,37,10],[38,2,38,3],[38,4,38,6],[38,7,38,8],[38,9,38,10],[35,2,35,3],[35,4,35,6],[35,7,35,8],[35,9,35,10],[36,2,36,3],[36,4,36,6],[36,7,36,8],[36,9,36,10],[33,2,33,3],[33,4,33,6],[33,7,33,8],[33,9,33,10],[34,2,34,3],[34,4,34,6],[34,7,34,8],[34,9,34,10],[31,2,31,3],[31,4,31,6],[31,7,31,8],[31,9,31,10],[32,2,32,3],[32,4,32,6],[32,7,32,8],[32,9,32,10],[30,2,30,3],[30,4,30,6],[30,7,30,8],[30,9,30,10],[27,2,27,3],[27,4,27,6],[27,7,27,8],[27,9,27,10],[28,2,28,3],[28,4,28,6],[28,7,28,8],[28,9,28,10],[26,2,26,3],[26,4,26,6],[26,7,26,8],[26,9,26,10],[24,2,24,3],[24,4,24,6],[24,7,24,8],[24,9,24,10],[29,2,29,3],[29,4,29,6],[29,7,29,8],[29,9,29,10],[25,2,25,3],[25,4,25,6],[25,7,25,8],[25,9,25,10],[23,2,23,3],[23,4,23,6],[23,7,23,8],[23,9,23,10],[19,2,19,3],[19,4,19,6],[19,7,19,8],[19,9,19,10],[20,2,20,3],[20,4,20,6],[20,7,20,8],[20,9,20,10],[21,2,21,3],[21,4,21,6],[21,7,21,8],[21,9,21,10],[22,2,22,3],[22,4,22,6],[22,7,22,8],[22,9,22,10],[18,2,18,3],[18,4,18,6],[18,7,18,8],[18,9,18,10],[14,2,14,3],[14,4,14,6],[14,7,14,8],[14,9,14,10],[12,47,12,48],[15,2,15,3],[15,4,15,6],[15,7,15,8],[15,9,15,10],[16,2,16,3],[16,4,16,6],[16,7,16,8],[16,9,16,10],[17,2,17,3],[17,4,17,6],[17,7,17,8],[17,9,17,10],[12,49,12,50],[12,62,12,64],[12,65,12,67],[13,13,13,14],[13,15,13,16],[10,32,13,32],[10,19,11,22],[10,23,13,24],[10,25,13,25],[10,26,11,31],[11,13,12,16],[11,17,12,18],[12,19,12,20],[12,21,12,22],[12,26,12,28],[12,29,12,31],[10,13,10,18],[6,26,6,29],[6,19,6,20],[7,23,7,24],[8,23,8,24],[10,1,13,1],[10,2,13,3],[10,4,13,6],[10,7,13,8],[10,9,13,10],[10,11,13,11],[10,12,13,12]]}
[]
[null,null,"色欄については、文字又は数値を入力",null,null,null,null,null,null,null,null,null,null,null,null,null,null,null,null,null,null,null,null,null,null,null,null,"○"]
[null,null,"色欄については、プルダウンメニューから選択",null,null,null,null,null,null,null,null,null,null,null,null,null,null,null,null,null,null,null,null,null,null,null,null,"水冷チリングユニット","空冷チリングユニット","空気熱源ヒートポンプユニット","熱回収ヒートポンプユニット","ターボ冷凍機","ブラインターボ冷凍機","熱回収ターボ冷凍機","蒸気吸収冷凍機","温水吸収冷凍機","直焚吸収冷温水機","排熱投入型直焚吸収冷温水機","小形吸収冷温水機ユニット","蒸気ボイラー（貫流、空調用）","蒸気ボイラー（貫流、生産プロセス用）","蒸気ボイラー（その他、空調用）","蒸気ボイラー（その他、生産プロセス用）","温水ボイラー",null,"冷房時基準COP","暖房時基準COP",null,"○"]
[null,null,"色欄については、任意記入とし、文字又は数値を入力",null,null,null,null,null,null,null,null,null,null,null,null,null,null,null,null,null,null,null,null,null,null,null,null,null,null,null,null,null,null,null,null,null,null,null,null,null,null,null,null,null,null,{"$f":"'8_熱源機器（新設）'!AT4","v":0.9},{"$f":"'8_熱源機器（新設）'!AU4","v":0.8}]
[null,null,"色欄については、入力の間違いや未記入の状態などエラーを示す。",null,null,null,null,null,null,null,null,null,null,null,null,null,null,null,null,null,null,null,null,null,null,null,null,null,null,null,null,null,null,null,null,"kW","kcal/h","MJ/h","Nm3/h","kg/h","l/h",null,"←メイン入力シートを参照"]
[null,null,null,null,null,null,null,null,null,null,null,null,null,null,null,null,null,null,null,null,null,null,null,null,null,null,null,null,null,null,null,null,null,"電気",{"$f":"'2_メイン'!Z19","v":0.48899999999999999},3.6,4.1860465116279073E-3,1,null,null,null,3.6,{"$f":"'2_メイン'!Z20","v":9.76}]
[null,null,null,null,null,null,null,null,null,null,null,null,null,null,null,null,null,null,null,null,null,null,null,null,null,null,"撤去",null,null,null,null,null,null,"都市ｶﾞｽ",{"$f":"'2_メイン'!AA19","v":2.2440000000000002},3.6,4.1860465116279073E-3,1,{"$f":"'2_メイン'!AA20","v":45},null,null,{"$f":"AM7","v":45},{"$f":"AM7","v":45}]
[null,null,null,null,null,null,null,null,null,null,null,null,null,null,null,null,null,null,null,null,null,"　",null,null,null,null,"ＣＯ２","一次","電気",{"$f":"AH7","v":"都市ｶﾞｽ"},null,null,null,"LPG",{"$f":"'2_メイン'!AC19","v":2.9651656441717793},3.6,4.1860465116279073E-3,1,null,{"$f":"'2_メイン'!AC20","v":50.8},null,{"$f":"AN8","v":50.8},{"$f":"AN8","v":50.8}]
[null,"高効率熱源機器の導入（撤去）",null,null,null,null,null,null,null,null,null,null,null,null,null,null,null,null,null,null,null,null,null,null,null,"No.20",{"$f":"SUM(Z15:Z49)","v":0},{"$f":"SUM(AG15:AG49)","v":0},{"$f":"SUMIF(M15:M49,AC8,X15:X49)","v":0},{"$f":"SUMIF(M15:M49,AD8,X15:X49)/HLOOKUP('11_パッケージ (新設)'!AZ9,'11_パッケージ (新設)'!AV9:AW10,2,FALSE)","v":0},null,null,null,"A重油",{"$f":"'2_メイン'!AE19","v":2.7096300000000002},3.6,4.1860465116279073E-3,1,null,null,{"$f":"'2_メイン'!AE20","v":39.1},{"$f":"AO9","v":39.1},{"$f":"AO9","v":39.1}]
[null,null,null,null,null,null,null,null,null,null,null,null,null,null,null,null,null,null,null,null,null,null,null,null,null,null,null,null,null,null,null,null,null,"灯油",{"$f":"'2_メイン'!AF19","v":2.4894833333333337},3.6,4.1860465116279073E-3,1,null,null,{"$f":"'2_メイン'!AF20","v":36.700000000000003},{"$f":"AO10","v":36.700000000000003},{"$f":"AO10","v":36.700000000000003}]
[null,"No.","機器記号",null,"熱源機種",null,null,"冷凍\n能力\n[kW]",null,"加熱\n能力\n[kW]",null,"台数","ｴﾈﾙｷﾞｰ\n種別","高効率機器",null,null,null,null,null,"年間運転時間\n[h/年]",null,null,null,"年間エネルギー\n消費量",null,"年間CO2\n排出量\n[t-CO2/年]","全負荷相当運転時間\n[h/年]",null,null,null,null,null,"年間一次\nエネルギー\n消費量\n[MJ/年]","蒸気・熱",{"$f":"'2_メイン'!AG19","v":0.06},3.6,4.1860465116279073E-3,1,null,2.516,null,{"$f":"'2_メイン'!AG20","v":1.36},{"$f":"AP11","v":1.36}]
[null,null,null,null,null,null,null,null,null,null,null,null,null,"１台当たり\n定格エネルギー消費量",null,null,null,"定格COP\n又は\nボイラー効率"]
[null,null,null,null,null,null,null,null,null,null,null,null,null,null,null,null,null,null,null,"標準値",null,"想定値",null,null,null,null,"冷房",null,null,"暖房"]
[null,null,null,null,null,null,null,null,null,null,null,null,null,"冷凍",null,"加熱",null,"冷凍","加熱","冷房","暖房","冷房","暖房",null,null,null,"標準値","想定値","採用値","標準値","想定値","採用値"]
[null,1,null,null,null,null,null,null,null,null,null,null,null,null,null,null,null,{"$f":"IF(OR(M15=\"\",N(N15)=0,O15=\"\"),\"\",(H15*3.6)/(N15*INDEX($AJ$6:$AO$11,MATCH(M15,$AH$6:$AH$11,0),MATCH(O15,$AJ$5:$AO$5,0))))","v":""},{"$f":"IF(OR(M15=\"\",N(P15)=0,Q15=\"\"),\"\",(J15*3.6)/(P15*INDEX($AJ$6:$AO$11,MATCH(M15,$AH$6:$AH$11,0),MATCH(Q15,$AJ$5:$AO$5,0))))","v":""},{"$f":"IF(L15=\"\",\"\",'3_床面積'!$V$36)","v":""},{"$f":"IF(L15=\"\",\"\",'3_床面積'!$W$36)","v":""},null,null,{"$f":"IF(L15=\"\",\"\",IF(O15=\"\",0,N15*L15*AC15/INDEX($AP$6:$AP$11,MATCH(M15,$AH$6:$AH$11,0))*INDEX($AJ$6:$AO$11,MATCH(M15,$AH$6:$AH$11,0),MATCH(O15,$AJ$5:$AO$5,0)))+IF(Q15=\"\",0,P15*L15*AF15/INDEX($AP$6:$AP$11,MATCH(M15,$AH$6:$AH$11,0))*INDEX($AJ$6:$AO$11,MATCH(M15,$AH$6:$AH$11,0),MATCH(Q15,$AJ$5:$AO$5,0))))","v":""},{"$f":"IF($M15=\"\",\"\",IF($M15=\"電気\",\"kWh/年\",IF($M15=\"都市ｶﾞｽ\",\"Nm3/年\",IF($M15=\"LPG\",\"kg/年\",IF(OR($M15=\"A重油\",$M15=\"灯油\"),\"ℓ/年\",\"MJ/年\")))))","v":""},{"$f":"IF(ISERROR(X15),\"\",IF(NOT(N(X15)=0),X15*VLOOKUP(M15,$AH$6:$AI$11,2,0)/1000, \"\"))","v":""},{"$f":"IF(L15=\"\",\"\",'3_床面積'!$V$35)","v":""},{"$f":"IF(V15=\"\",\"\",AA15*V15/T15)","v":""},{"$f":"IF(V15=\"\",AA15,AB15)","v":""},{"$f":"IF(L15=\"\",\"\",'3_床面積'!$W$35)","v":""},{"$f":"IF(W15=\"\",\"\",AD15*W15/U15)","v":""},{"$f":"IF(W15=\"\",AD15,AE15)","v":""},{"$f":"IF(X15=\"\",\"\",X15*VLOOKUP(M15,$AH$6:$AQ$11,10,FALSE))","v":""}]
[null,2,null,null,null,null,null,null,null,null,null,null,null,null,null,null,null,{"$f":"IF(OR(M16=\"\",N(N16)=0,O16=\"\"),\"\",(H16*3.6)/(N16*INDEX($AJ$6:$AO$11,MATCH(M16,$AH$6:$AH$11,0),MATCH(O16,$AJ$5:$AO$5,0))))","v":""},{"$f":"IF(OR(M16=\"\",N(P16)=0,Q16=\"\"),\"\",(J16*3.6)/(P16*INDEX($AJ$6:$AO$11,MATCH(M16,$AH$6:$AH$11,0),MATCH(Q16,$AJ$5:$AO$5,0))))","v":""},{"$f":"IF(L16=\"\",\"\",'3_床面積'!$V$36)","v":""},{"$f":"IF(L16=\"\",\"\",'3_床面積'!$W$36)","v":""},null,null,{"$f":"IF(L16=\"\",\"\",IF(O16=\"\",0,N16*L16*AC16/INDEX($AP$6:$AP$11,MATCH(M16,$AH$6:$AH$11,0))*INDEX($AJ$6:$AO$11,MATCH(M16,$AH$6:$AH$11,0),MATCH(O16,$AJ$5:$AO$5,0)))+IF(Q16=\"\",0,P16*L16*AF16/INDEX($AP$6:$AP$11,MATCH(M16,$AH$6:$AH$11,0))*INDEX($AJ$6:$AO$11,MATCH(M16,$AH$6:$AH$11,0),MATCH(Q16,$AJ$5:$AO$5,0))))","v":""},{"$f":"IF($M16=\"\",\"\",IF($M16=\"電気\",\"kWh/年\",IF($M16=\"都市ｶﾞｽ\",\"Nm3/年\",IF($M16=\"LPG\",\"kg/年\",IF(OR($M16=\"A重油\",$M16=\"灯油\"),\"ℓ/年\",\"MJ/年\")))))","v":""},{"$f":"IF(ISERROR(X16),\"\",IF(NOT(N(X16)=0),X16*VLOOKUP(M16,$AH$6:$AI$11,2,0)/1000, \"\"))","v":""},{"$f":"IF(L16=\"\",\"\",'3_床面積'!$V$35)","v":""},{"$f":"IF(V16=\"\",\"\",AA16*V16/T16)","v":""},{"$f":"IF(V16=\"\",AA16,AB16)","v":""},{"$f":"IF(L16=\"\",\"\",'3_床面積'!$W$35)","v":""},{"$f":"IF(W16=\"\",\"\",AD16*W16/U16)","v":""},{"$f":"IF(W16=\"\",AD16,AE16)","v":""},{"$f":"IF(X16=\"\",\"\",X16*VLOOKUP(M16,$AH$6:$AQ$11,10,FALSE))","v":""}]
[null,3,null,null,null,null,null,null,null,null,null,null,null,null,null,null,null,"",{"$f":"IF(OR(M17=\"\",N(P17)=0,Q17=\"\"),\"\",(J17*3.6)/(P17*INDEX($AJ$6:$AO$11,MATCH(M17,$AH$6:$AH$11,0),MATCH(Q17,$AJ$5:$AO$5,0))))","v":""},{"$f":"IF(L17=\"\",\"\",'3_床面積'!$V$36)","v":""},{"$f":"IF(L17=\"\",\"\",'3_床面積'!$W$36)","v":""},null,null,"","","",{"$f":"IF(L17=\"\",\"\",'3_床面積'!$V$35)","v":""},"","",{"$f":"IF(L17=\"\",\"\",'3_床面積'!$W$35)","v":""},"","",""]
[null,4,null,null,null,null,null,null,null,null,null,null,null,null,null,null,null,"","",{"$f":"IF(L18=\"\",\"\",'3_床面積'!$V$36)","v":""},{"$f":"IF(L18=\"\",\"\",'3_床面積'!$W$36)","v":""},null,null,"","","",{"$f":"IF(L18=\"\",\"\",'3_床面積'!$V$35)","v":""},"","",{"$f":"IF(L18=\"\",\"\",'3_床面積'!$W$35)","v":""},"","",""]
[null,5,null,null,null,null,null,null,null,null,null,null,null,null,null,null,null,"","",{"$f":"IF(L19=\"\",\"\",'3_床面積'!$V$36)","v":""},{"$f":"IF(L19=\"\",\"\",'3_床面積'!$W$36)","v":""},null,null,"","","",{"$f":"IF(L19=\"\",\"\",'3_床面積'!$V$35)","v":""},"","",{"$f":"IF(L19=\"\",\"\",'3_床面積'!$W$35)","v":""},"","",""]
[null,6,null,null,null,null,null,null,null,null,null,null,null,null,null,null,null,"","",{"$f":"IF(L20=\"\",\"\",'3_床面積'!$V$36)","v":""},{"$f":"IF(L20=\"\",\"\",'3_床面積'!$W$36)","v":""},null,null,"","","",{"$f":"IF(L20=\"\",\"\",'3_床面積'!$V$35)","v":""},"","",{"$f":"IF(L20=\"\",\"\",'3_床面積'!$W$35)","v":""},"","",""]
[null,7,null,null,null,null,null,null,null,null,null,null,null,null,null,null,null,"","",{"$f":"IF(L21=\"\",\"\",'3_床面積'!$V$36)","v":""},{"$f":"IF(L21=\"\",\"\",'3_床面積'!$W$36)","v":""},null,null,"","","",{"$f":"IF(L21=\"\",\"\",'3_床面積'!$V$35)","v":""},"","",{"$f":"IF(L21=\"\",\"\",'3_床面積'!$W$35)","v":""},"","",""]
[null,8,null,null,null,null,null,null,null,null,null,null,null,null,null,null,null,{"$f":"IF(OR(M22=\"\",N(N22)=0,O22=\"\"),\"\",(H22*3.6)/(N22*INDEX($AJ$6:$AO$11,MATCH(M22,$AH$6:$AH$11,0),MATCH(O22,$AJ$5:$AO$5,0))))","v":""},"",{"$f":"IF(L22=\"\",\"\",'3_床面積'!$V$36)","v":""},{"$f":"IF(L22=\"\",\"\",'3_床面積'!$W$36)","v":""},null,null,"","","",{"$f":"IF(L22=\"\",\"\",'3_床面積'!$V$35)","v":""},"","",{"$f":"IF(L22=\"\",\"\",'3_床面積'!$W$35)","v":""},"","",""]
[null,9,null,null,null,null,null,null,null,null,null,null,null,null,null,null,null,"","",{"$f":"IF(L23=\"\",\"\",'3_床面積'!$V$36)","v":""},{"$f":"IF(L23=\"\",\"\",'3_床面積'!$W$36)","v":""},null,null,"","","",{"$f":"IF(L23=\"\",\"\",'3_床面積'!$V$35)","v":""},"","",{"$f":"IF(L23=\"\",\"\",'3_床面積'!$W$35)","v":""},"","",""]
[null,10,null,null,null,null,null,null,null,null,null,null,null,null,null,null,null,"","",{"$f":"IF(L24=\"\",\"\",'3_床面積'!$V$36)","v":""},{"$f":"IF(L24=\"\",\"\",'3_床面積'!$W$36)","v":""},null,null,"","","",{"$f":"IF(L24=\"\",\"\",'3_床面積'!$V$35)","v":""},"","",{"$f":"IF(L24=\"\",\"\",'3_床面積'!$W$35)","v":""},"","",""]
[null,11,null,null,null,null,null,null,null,null,null,null,null,null,null,null,null,"","",{"$f":"IF(L25=\"\",\"\",'3_床面積'!$V$36)","v":""},{"$f":"IF(L25=\"\",\"\",'3_床面積'!$W$36)","v":""},null,null,"","","",{"$f":"IF(L25=\"\",\"\",'3_床面積'!$V$35)","v":""},"","",{"$f":"IF(L25=\"\",\"\",'3_床面積'!$W$35)","v":""},"","",""]
[null,12,null,null,null,null,null,null,null,null,null,null,null,null,null,null,null,"","",{"$f":"IF(L26=\"\",\"\",'3_床面積'!$V$36)","v":""},{"$f":"IF(L26=\"\",\"\",'3_床面積'!$W$36)","v":""},null,null,"","","",{"$f":"IF(L26=\"\",\"\",'3_床面積'!$V$35)","v":""},"","",{"$f":"IF(L26=\"\",\"\",'3_床面積'!$W$35)","v":""},"","",""]
[null,13,null,null,null,null,null,null,null,null,null,null,null,null,null,null,null,"","",{"$f":"IF(L27=\"\",\"\",'3_床面積'!$V$36)","v":""},{"$f":"IF(L27=\"\",\"\",'3_床面積'!$W$36)","v":""},null,null,"","","",{"$f":"IF(L27=\"\",\"\",'3_床面積'!$V$35)","v":""},"","",{"$f":"IF(L27=\"\",\"\",'3_床面積'!$W$35)","v":""},"","",""]
[null,14,null,null,null,null,null,null,null,null,null,null,null,null,null,null,null,"","",{"$f":"IF(L28=\"\",\"\",'3_床面積'!$V$36)","v":""},{"$f":"IF(L28=\"\",\"\",'3_床面積'!$W$36)","v":""},null,null,"","","",{"$f":"IF(L28=\"\",\"\",'3_床面積'!$V$35)","v":""},"","",{"$f":"IF(L28=\"\",\"\",'3_床面積'!$W$35)","v":""},"","",""]
[null,15,null,null,null,null,null,null,null,null,null,null,null,null,null,null,null,"","",{"$f":"IF(L29=\"\",\"\",'3_床面積'!$V$36)","v":""},{"$f":"IF(L29=\"\",\"\",'3_床面積'!$W$36)","v":""},null,null,"","","",{"$f":"IF(L29=\"\",\"\",'3_床面積'!$V$35)","v":""},"","",{"$f":"IF(L29=\"\",\"\",'3_床面積'!$W$35)","v":""},"","",""]
[null,16,null,null,null,null,null,null,null,null,null,null,null,null,null,null,null,"","",{"$f":"IF(L30=\"\",\"\",'3_床面積'!$V$36)","v":""},{"$f":"IF(L30=\"\",\"\",'3_床面積'!$W$36)","v":""},null,null,"","","",{"$f":"IF(L30=\"\",\"\",'3_床面積'!$V$35)","v":""},"","",{"$f":"IF(L30=\"\",\"\",'3_床面積'!$W$35)","v":""},"","",""]
[null,17,null,null,null,null,null,null,null,null,null,null,null,null,null,null,null,"","",{"$f":"IF(L31=\"\",\"\",'3_床面積'!$V$36)","v":""},{"$f":"IF(L31=\"\",\"\",'3_床面積'!$W$36)","v":""},null,null,"","","",{"$f":"IF(L31=\"\",\"\",'3_床面積'!$V$35)","v":""},"","",{"$f":"IF(L31=\"\",\"\",'3_床面積'!$W$35)","v":""},"","",""]
[null,18,null,null,null,null,null,null,null,null,null,null,null,null,null,null,null,"","",{"$f":"IF(L32=\"\",\"\",'3_床面積'!$V$36)","v":""},{"$f":"IF(L32=\"\",\"\",'3_床面積'!$W$36)","v":""},null,null,"","","",{"$f":"IF(L32=\"\",\"\",'3_床面積'!$V$35)","v":""},"","",{"$f":"IF(L32=\"\",\"\",'3_床面積'!$W$35)","v":""},"","",""]
[null,19,null,null,null,null,null,null,null,null,null,null,null,null,null,null,null,"","",{"$f":"IF(L33=\"\",\"\",'3_床面積'!$V$36)","v":""},{"$f":"IF(L33=\"\",\"\",'3_床面積'!$W$36)","v":""},null,null,"","","",{"$f":"IF(L33=\"\",\"\",'3_床面積'!$V$35)","v":""},"","",{"$f":"IF(L33=\"\",\"\",'3_床面積'!$W$35)","v":""},"","",""]
[null,20,null,null,null,null,null,null,null,null,null,null,null,null,null,null,null,"","",{"$f":"IF(L34=\"\",\"\",'3_床面積'!$V$36)","v":""},{"$f":"IF(L34=\"\",\"\",'3_床面積'!$W$36)","v":""},null,null,"","","",{"$f":"IF(L34=\"\",\"\",'3_床面積'!$V$35)","v":""},"","",{"$f":"IF(L34=\"\",\"\",'3_床面積'!$W$35)","v":""},"","",""]
[null,21,null,null,null,null,null,null,null,null,null,null,null,null,null,null,null,"","",{"$f":"IF(L35=\"\",\"\",'3_床面積'!$V$36)","v":""},{"$f":"IF(L35=\"\",\"\",'3_床面積'!$W$36)","v":""},null,null,"","","",{"$f":"IF(L35=\"\",\"\",'3_床面積'!$V$35)","v":""},"","",{"$f":"IF(L35=\"\",\"\",'3_床面積'!$W$35)","v":""},"","",""]
[null,22,null,null,null,null,null,null,null,null,null,null,null,null,null,null,null,"","",{"$f":"IF(L36=\"\",\"\",'3_床面積'!$V$36)","v":""},{"$f":"IF(L36=\"\",\"\",'3_床面積'!$W$36)","v":""},null,null,"","","",{"$f":"IF(L36=\"\",\"\",'3_床面積'!$V$35)","v":""},"","",{"$f":"IF(L36=\"\",\"\",'3_床面積'!$W$35)","v":""},"","",""]
[null,23,null,null,null,null,null,null,null,null,null,null,null,null,null,null,null,"","",{"$f":"IF(L37=\"\",\"\",'3_床面積'!$V$36)","v":""},{"$f":"IF(L37=\"\",\"\",'3_床面積'!$W$36)","v":""},null,null,"","","",{"$f":"IF(L37=\"\",\"\",'3_床面積'!$V$35)","v":""},"","",{"$f":"IF(L37=\"\",\"\",'3_床面積'!$W$35)","v":""},"","",""]
[null,24,null,null,null,null,null,null,null,null,null,null,null,null,null,null,null,"","",{"$f":"IF(L38=\"\",\"\",'3_床面積'!$V$36)","v":""},{"$f":"IF(L38=\"\",\"\",'3_床面積'!$W$36)","v":""},null,null,"","","",{"$f":"IF(L38=\"\",\"\",'3_床面積'!$V$35)","v":""},"","",{"$f":"IF(L38=\"\",\"\",'3_床面積'!$W$35)","v":""},"","",""]
[null,25,null,null,null,null,null,null,null,null,null,null,null,null,null,null,null,"","",{"$f":"IF(L39=\"\",\"\",'3_床面積'!$V$36)","v":""},{"$f":"IF(L39=\"\",\"\",'3_床面積'!$W$36)","v":""},null,null,"","","",{"$f":"IF(L39=\"\",\"\",'3_床面積'!$V$35)","v":""},"","",{"$f":"IF(L39=\"\",\"\",'3_床面積'!$W$35)","v":""},"","",""]
[null,26,null,null,null,null,null,null,null,null,null,null,null,null,null,null,null,"","",{"$f":"IF(L40=\"\",\"\",'3_床面積'!$V$36)","v":""},{"$f":"IF(L40=\"\",\"\",'3_床面積'!$W$36)","v":""},null,null,"","","",{"$f":"IF(L40=\"\",\"\",'3_床面積'!$V$35)","v":""},"","",{"$f":"IF(L40=\"\",\"\",'3_床面積'!$W$35)","v":""},"","",""]
[null,27,null,null,null,null,null,null,null,null,null,null,null,null,null,null,null,"","",{"$f":"IF(L41=\"\",\"\",'3_床面積'!$V$36)","v":""},{"$f":"IF(L41=\"\",\"\",'3_床面積'!$W$36)","v":""},null,null,"","","",{"$f":"IF(L41=\"\",\"\",'3_床面積'!$V$35)","v":""},"","",{"$f":"IF(L41=\"\",\"\",'3_床面積'!$W$35)","v":""},"","",""]
[null,28,null,null,null,null,null,null,null,null,null,null,null,null,null,null,null,"","",{"$f":"IF(L42=\"\",\"\",'3_床面積'!$V$36)","v":""},{"$f":"IF(L42=\"\",\"\",'3_床面積'!$W$36)","v":""},null,null,"","","",{"$f":"IF(L42=\"\",\"\",'3_床面積'!$V$35)","v":""},"","",{"$f":"IF(L42=\"\",\"\",'3_床面積'!$W$35)","v":""},"","",""]
[null,29,null,null,null,null,null,null,null,null,null,null,null,null,null,null,null,"","",{"$f":"IF(L43=\"\",\"\",'3_床面積'!$V$36)","v":""},{"$f":"IF(L43=\"\",\"\",'3_床面積'!$W$36)","v":""},null,null,"","","",{"$f":"IF(L43=\"\",\"\",'3_床面積'!$V$35)","v":""},"","",{"$f":"IF(L43=\"\",\"\",'3_床面積'!$W$35)","v":""},"","",""]
[null,30,null,null,null,null,null,null,null,null,null,null,null,null,null,null,null,"","",{"$f":"IF(L44=\"\",\"\",'3_床面積'!$V$36)","v":""},{"$f":"IF(L44=\"\",\"\",'3_床面積'!$W$36)","v":""},null,null,"","","",{"$f":"IF(L44=\"\",\"\",'3_床面積'!$V$35)","v":""},"","",{"$f":"IF(L44=\"\",\"\",'3_床面積'!$W$35)","v":""},"","",""]
[null,31,null,null,null,null,null,null,null,null,null,null,null,null,null,null,null,"","",{"$f":"IF(L45=\"\",\"\",'3_床面積'!$V$36)","v":""},{"$f":"IF(L45=\"\",\"\",'3_床面積'!$W$36)","v":""},null,null,"","","",{"$f":"IF(L45=\"\",\"\",'3_床面積'!$V$35)","v":""},"","",{"$f":"IF(L45=\"\",\"\",'3_床面積'!$W$35)","v":""},"","",""]
[null,32,null,null,null,null,null,null,null,null,null,null,null,null,null,null,null,"","",{"$f":"IF(L46=\"\",\"\",'3_床面積'!$V$36)","v":""},{"$f":"IF(L46=\"\",\"\",'3_床面積'!$W$36)","v":""},null,null,"","","",{"$f":"IF(L46=\"\",\"\",'3_床面積'!$V$35)","v":""},"","",{"$f":"IF(L46=\"\",\"\",'3_床面積'!$W$35)","v":""},"","",""]
[null,33,null,null,null,null,null,null,null,null,null,null,null,null,null,null,null,"","",{"$f":"IF(L47=\"\",\"\",'3_床面積'!$V$36)","v":""},{"$f":"IF(L47=\"\",\"\",'3_床面積'!$W$36)","v":""},null,null,"","","",{"$f":"IF(L47=\"\",\"\",'3_床面積'!$V$35)","v":""},"","",{"$f":"IF(L47=\"\",\"\",'3_床面積'!$W$35)","v":""},"","",""]
[null,34,null,null,null,null,null,null,null,null,null,null,null,null,null,null,null,"","",{"$f":"IF(L48=\"\",\"\",'3_床面積'!$V$36)","v":""},{"$f":"IF(L48=\"\",\"\",'3_床面積'!$W$36)","v":""},null,null,"","","",{"$f":"IF(L48=\"\",\"\",'3_床面積'!$V$35)","v":""},"","",{"$f":"IF(L48=\"\",\"\",'3_床面積'!$W$35)","v":""},"","",""]
[null,35,null,null,null,null,null,null,null,null,null,null,null,null,null,null,null,"","",{"$f":"IF(L49=\"\",\"\",'3_床面積'!$V$36)","v":""},{"$f":"IF(L49=\"\",\"\",'3_床面積'!$W$36)","v":""},null,null,"","","",{"$f":"IF(L49=\"\",\"\",'3_床面積'!$V$35)","v":""},"","",{"$f":"IF(L49=\"\",\"\",'3_床面積'!$W$35)","v":""},"","",""]

{"sheet":"21_冷却塔（撤去）","index":20,"n_rows":52,"n_cols":28,"rows_kept":52,"cut":false,"hidden":false,"merged":[[12,1,16,1],[12,2,16,2],[12,3,16,3],[12,4,12,5],[12,6,16,7],[12,18,16,18],[12,11,16,11],[12,8,16,9],[13,4,16,5],[13,12,13,14],[3,28,3,32],[3,33,3,35],[5,18,6,19],[5,20,6,20],[12,12,12,15],[5,21,6,21],[13,37,13,42],[14,12,16,12],[14,13,16,13],[14,14,16,14],[14,15,16,15],[14,37,14,39],[12,16,15,17],[12,19,16,19],[14,40,14,42],[15,20,15,22],[19,4,19,5],[19,6,19,7],[19,8,19,9],[17,6,17,7],[18,4,18,5],[17,8,17,9],[18,6,18,7],[18,8,18,9],[3,24,3,26],[15,23,16,23],[12,10,16,10],[17,4,17,5],[5,24,5,26],[5,22,6,22],[7,20,7,22],[22,4,22,5],[22,6,22,7],[22,8,22,9],[20,4,20,5],[20,6,20,7],[20,8,20,9],[21,4,21,5],[21,6,21,7],[23,4,23,5],[23,6,23,7],[23,8,23,9],[21,8,21,9],[24,4,24,5],[24,6,24,7],[24,8,24,9],[25,4,25,5],[25,6,25,7],[25,8,25,9],[26,4,26,5],[26,6,26,7],[26,8,26,9],[27,4,27,5],[27,6,27,7],[27,8,27,9],[28,4,28,5],[28,6,28,7],[28,8,28,9],[29,4,29,5],[29,6,29,7],[29,8,29,9],[30,4,30,5],[30,6,30,7],[30,8,30,9],[31,4,31,5],[31,6,31,7],[31,8,31,9],[32,4,32,5],[32,6,32,7],[32,8,32,9],[33,4,33,5],[33,6,33,7],[33,8,33,9],[34,4,34,5],[34,6,34,7],[34,8,34,9],[35,4,35,5],[35,6,35,7],[35,8,35,9],[36,4,36,5],[36,6,36,7],[36,8,36,9],[37,4,37,5],[37,6,37,7],[37,8,37,9],[38,4,38,5],[38,6,38,7],[38,8,38,9],[39,4,39,5],[39,6,39,7],[39,8,39,9],[40,4,40,5],[40,6,40,7],[40,8,40,9],[41,4,41,5],[41,6,41,7],[41,8,41,9],[42,4,42,5],[42,6,42,7],[42,8,42,9],[43,4,43,5],[43,6,43,7],[43,8,43,9],[44,4,44,5],[44,6,44,7],[44,8,44,9],[45,4,45,5],[45,6,45,7],[45,8,45,9],[46,4,46,5],[46,6,46,7],[46,8,46,9],[47,4,47,5],[47,6,47,7],[47,8,47,9],[48,4,48,5],[48,6,48,7],[48,8,48,9],[51,4,51,5],[51,6,51,7],[51,8,51,9],[49,4,49,5],[49,6,49,7],[49,8,49,9],[50,4,50,5],[50,6,50,7],[50,8,50,9]]}
[null,null,null,null,null,null,null,null,null,null,null,null,null,null,null,null,null,null,null,null,null,"○",null,null,"■省エネ率"]
[]
[]
[null,null,null,null,null,null,null,null,null,null,null,null,null,null,null,null,null,null,null,null,null,null,null,null,"ファン",null,null,"散水ポンプ"]
[null,null,null,null,null,null,null,null,null,null,null,null,null,null,null,null,null,null,null,null,null,null,null,null,"省エネ形","モータ\n直結形\nファン","高効率\n（IE2）\nモータ","高効率\n（IE2）\nモータ"]
[null,null,"色欄については、文字又は数値を入力",null,null,null,null,null,null,null,null,null,null,null,null,null,null,null,null,null,"年間CO2排出量\n[t-CO2/年]\n","年間一次\nエネルギー\n[MJ/年]","年間電気使用量\n[kWh/年]",null,"ファン",null,null,"散水ポンプ"]
[null,null,"色欄については、プルダウンメニューから選択",null,null,null,null,null,null,null,null,null,null,null,null,null,null,null,null,null,null,null,null,null,"省エネ形","モータ直結形ファン","高効率（IE2）モータ","高効率（IE2）モータ"]
[null,null,"色欄については、任意記入とし、文字又は数値を入力",null,null,null,null,null,null,null,null,null,null,null,null,null,null,null,null,null,"撤去",null,null,null,0.34,0.05,0.04,0.04]
[null,null,"色欄については、入力の間違いや未記入の状態などエラーを示す。",null,null,null,null,null,null,null,null,null,null,null,null,null,null,null,null,null,{"$f":"SUM(T18:T52)","v":0},{"$f":"SUM(X18:X52)","v":0},{"$f":"SUM(S18:S52)","v":0}]
[]
[null,"高効率冷却塔の導入（撤去）",null,null,null,null,null,null,null,null,null,null,null,null,null,null,null,null,null,"No.21"]
[]
[null,"No.","機器記号","機器名称","種別",null,"冷却\n能力\n[kW]",null,"ファン\n電動機\n出力\n[kW]",null,"散水\nポンプ\n電動機\n出力\n[kW]","台数","高効率機器",null,null,null," 年間運転時間\n[h/年]",null,"年間電気\n使用量\n[kWh/年]","年間CO2\n排出量\n[t-CO2/年]"]
[null,null,null,null,"白煙\n防止形",null,null,null,null,null,null,null,"ファン",null,null,"散水ポンプ"]
[null,null,null,null,null,null,null,null,null,null,null,null,"省エネ形","モータ\n直結形\nファン","高効率\n（IE2）\nモータ","高効率\n（IE2）\nモータ"]
[null,null,null,null,null,null,null,null,null,null,null,null,null,null,null,null,null,null,null,null,"全負荷相当運転時間",null,null,"年間一次\nエネルギー"]
[null,null,null,null,null,null,null,null,null,null,null,null,null,null,null,null,"標準値","想定値",null,null,"標準値","想定値","採用値"]
[null,1,null,null,null,null,null,null,null,null,null,null,{"$f":"IF(OR(L18=\"\",L18=0),\"\",IF(AND(E18=\"○\",I18*1000/G18<10.5),\"○\",IF(I18*1000/G18<7.5,\"○\",\"\")))","v":""},null,null,null,{"$f":"IF(L18=\"\",\"\",'3_床面積'!$X$36)","v":""},null,{"$f":"IF(L18=\"\",\"\",IF(L18=\"\",\"\",I18*L18*W18*(1-SUMIF(M18:O18,\"○\",$Y$8:$AA$8))+K18*L18*W18*(1-SUMIF(P18:P18,\"○\",$AB$8:$AB$8))))","v":""},{"$f":"IF(ISERROR(S18),\"\",IF(S18=\"\",\"\",S18*'2_メイン'!$Z$19/1000))","v":""},{"$f":"IF(L18=\"\",\"\",'3_床面積'!$X$35)","v":""},{"$f":"IF(R18=\"\",\"\",U18*R18/Q18)","v":""},{"$f":"IF(V18=\"\",U18,V18)","v":""},{"$f":"IF(S18=\"\",\"\",S18*'2_メイン'!$Z$20)","v":""}]
[null,2,null,null,null,null,null,null,null,null,null,null,{"$f":"IF(OR(L19=\"\",L19=0),\"\",IF(AND(E19=\"○\",I19*1000/G19<10.5),\"○\",IF(I19*1000/G19<7.5,\"○\",\"\")))","v":""},null,null,null,{"$f":"IF(L19=\"\",\"\",'3_床面積'!$X$36)","v":""},null,"",{"$f":"IF(ISERROR(S19),\"\",IF(S19=\"\",\"\",S19*'2_メイン'!$Z$19/1000))","v":""},{"$f":"IF(L19=\"\",\"\",'3_床面積'!$X$35)","v":""},{"$f":"IF(R19=\"\",\"\",U19*R19/Q19)","v":""},{"$f":"IF(V19=\"\",U19,V19)","v":""},{"$f":"IF(S19=\"\",\"\",S19*'2_メイン'!$Z$20)","v":""}]
[null,3,null,null,null,null,null,null,null,null,null,null,"",null,null,null,{"$f":"IF(L20=\"\",\"\",'3_床面積'!$X$36)","v":""},null,"",{"$f":"IF(ISERROR(S20),\"\",IF(S20=\"\",\"\",S20*'2_メイン'!$Z$19/1000))","v":""},{"$f":"IF(L20=\"\",\"\",'3_床面積'!$X$35)","v":""},"","",{"$f":"IF(S20=\"\",\"\",S20*'2_メイン'!$Z$20)","v":""}]
[null,4,null,null,null,null,null,null,null,null,null,null,"",null,null,null,{"$f":"IF(L21=\"\",\"\",'3_床面積'!$X$36)","v":""},null,"",{"$f":"IF(ISERROR(S21),\"\",IF(S21=\"\",\"\",S21*'2_メイン'!$Z$19/1000))","v":""},{"$f":"IF(L21=\"\",\"\",'3_床面積'!$X$35)","v":""},"","",{"$f":"IF(S21=\"\",\"\",S21*'2_メイン'!$Z$20)","v":""}]
[null,5,null,null,null,null,null,null,null,null,null,null,"",null,null,null,{"$f":"IF(L22=\"\",\"\",'3_床面積'!$X$36)","v":""},null,"",{"$f":"IF(ISERROR(S22),\"\",IF(S22=\"\",\"\",S22*'2_メイン'!$Z$19/1000))","v":""},{"$f":"IF(L22=\"\",\"\",'3_床面積'!$X$35)","v":""},"","",{"$f":"IF(S22=\"\",\"\",S22*'2_メイン'!$Z$20)","v":""}]
[null,6,null,null,null,null,null,null,null,null,null,null,"",null,null,null,{"$f":"IF(L23=\"\",\"\",'3_床面積'!$X$36)","v":""},null,"",{"$f":"IF(ISERROR(S23),\"\",IF(S23=\"\",\"\",S23*'2_メイン'!$Z$19/1000))","v":""},{"$f":"IF(L23=\"\",\"\",'3_床面積'!$X$35)","v":""},"","",{"$f":"IF(S23=\"\",\"\",S23*'2_メイン'!$Z$20)","v":""}]
[null,7,null,null,null,null,null,null,null,null,null,null,"",null,null,null,{"$f":"IF(L24=\"\",\"\",'3_床面積'!$X$36)","v":""},null,"",{"$f":"IF(ISERROR(S24),\"\",IF(S24=\"\",\"\",S24*'2_メイン'!$Z$19/1000))","v":""},{"$f":"IF(L24=\"\",\"\",'3_床面積'!$X$35)","v":""},"","",{"$f":"IF(S24=\"\",\"\",S24*'2_メイン'!$Z$20)","v":""}]
[null,8,null,null,null,null,null,null,null,null,null,null,"",null,null,null,{"$f":"IF(L25=\"\",\"\",'3_床面積'!$X$36)","v":""},null,"",{"$f":"IF(ISERROR(S25),\"\",IF(S25=\"\",\"\",S25*'2_メイン'!$Z$19/1000))","v":""},{"$f":"IF(L25=\"\",\"\",'3_床面積'!$X$35)","v":""},"","",{"$f":"IF(S25=\"\",\"\",S25*'2_メイン'!$Z$20)","v":""}]
[null,9,null,null,null,null,null,null,null,null,null,null,"",null,null,null,{"$f":"IF(L26=\"\",\"\",'3_床面積'!$X$36)","v":""},null,"",{"$f":"IF(ISERROR(S26),\"\",IF(S26=\"\",\"\",S26*'2_メイン'!$Z$19/1000))","v":""},{"$f":"IF(L26=\"\",\"\",'3_床面積'!$X$35)","v":""},"","",{"$f":"IF(S26=\"\",\"\",S26*'2_メイン'!$Z$20)","v":""}]
[null,10,null,null,null,null,null,null,null,null,null,null,"",null,null,null,{"$f":"IF(L27=\"\",\"\",'3_床面積'!$X$36)","v":""},null,"",{"$f":"IF(ISERROR(S27),\"\",IF(S27=\"\",\"\",S27*'2_メイン'!$Z$19/1000))","v":""},{"$f":"IF(L27=\"\",\"\",'3_床面積'!$X$35)","v":""},"","",{"$f":"IF(S27=\"\",\"\",S27*'2_メイン'!$Z$20)","v":""}]
[null,11,null,null,null,null,null,null,null,null,null,null,"",null,null,null,{"$f":"IF(L28=\"\",\"\",'3_床面積'!$X$36)","v":""},null,"",{"$f":"IF(ISERROR(S28),\"\",IF(S28=\"\",\"\",S28*'2_メイン'!$Z$19/1000))","v":""},{"$f":"IF(L28=\"\",\"\",'3_床面積'!$X$35)","v":""},"","",{"$f":"IF(S28=\"\",\"\",S28*'2_メイン'!$Z$20)","v":""}]
[null,12,null,null,null,null,null,null,null,null,null,null,"",null,null,null,{"$f":"IF(L29=\"\",\"\",'3_床面積'!$X$36)","v":""},null,"",{"$f":"IF(ISERROR(S29),\"\",IF(S29=\"\",\"\",S29*'2_メイン'!$Z$19/1000))","v":""},{"$f":"IF(L29=\"\",\"\",'3_床面積'!$X$35)","v":""},"","",{"$f":"IF(S29=\"\",\"\",S29*'2_メイン'!$Z$20)","v":""}]
[null,13,null,null,null,null,null,null,null,null,null,null,"",null,null,null,{"$f":"IF(L30=\"\",\"\",'3_床面積'!$X$36)","v":""},null,"",{"$f":"IF(ISERROR(S30),\"\",IF(S30=\"\",\"\",S30*'2_メイン'!$Z$19/1000))","v":""},{"$f":"IF(L30=\"\",\"\",'3_床面積'!$X$35)","v":""},"","",{"$f":"IF(S30=\"\",\"\",S30*'2_メイン'!$Z$20)","v":""}]
[null,14,null,null,null,null,null,null,null,null,null,null,"",null,null,null,{"$f":"IF(L31=\"\",\"\",'3_床面積'!$X$36)","v":""},null,"",{"$f":"IF(ISERROR(S31),\"\",IF(S31=\"\",\"\",S31*'2_メイン'!$Z$19/1000))","v":""},{"$f":"IF(L31=\"\",\"\",'3_床面積'!$X$35)","v":""},"","",{"$f":"IF(S31=\"\",\"\",S31*'2_メイン'!$Z$20)","v":""}]
[null,15,null,null,null,null,null,null,null,null,null,null,"",null,null,null,{"$f":"IF(L32=\"\",\"\",'3_床面積'!$X$36)","v":""},null,"",{"$f":"IF(ISERROR(S32),\"\",IF(S32=\"\",\"\",S32*'2_メイン'!$Z$19/1000))","v":""},{"$f":"IF(L32=\"\",\"\",'3_床面積'!$X$35)","v":""},"","",{"$f":"IF(S32=\"\",\"\",S32*'2_メイン'!$Z$20)","v":""}]
[null,16,null,null,null,null,null,null,null,null,null,null,"",null,null,null,{"$f":"IF(L33=\"\",\"\",'3_床面積'!$X$36)","v":""},null,"",{"$f":"IF(ISERROR(S33),\"\",IF(S33=\"\",\"\",S33*'2_メイン'!$Z$19/1000))","v":""},{"$f":"IF(L33=\"\",\"\",'3_床面積'!$X$35)","v":""},"","",{"$f":"IF(S33=\"\",\"\",S33*'2_メイン'!$Z$20)","v":""}]
[null,17,null,null,null,null,null,null,null,null,null,null,"",null,null,null,{"$f":"IF(L34=\"\",\"\",'3_床面積'!$X$36)","v":""},null,"",{"$f":"IF(ISERROR(S34),\"\",IF(S34=\"\",\"\",S34*'2_メイン'!$Z$19/1000))","v":""},{"$f":"IF(L34=\"\",\"\",'3_床面積'!$X$35)","v":""},"","",{"$f":"IF(S34=\"\",\"\",S34*'2_メイン'!$Z$20)","v":""}]
[null,18,null,null,null,null,null,null,null,null,null,null,"",null,null,null,{"$f":"IF(L35=\"\",\"\",'3_床面積'!$X$36)","v":""},null,"",{"$f":"IF(ISERROR(S35),\"\",IF(S35=\"\",\"\",S35*'2_メイン'!$Z$19/1000))","v":""},{"$f":"IF(L35=\"\",\"\",'3_床面積'!$X$35)","v":""},"","",{"$f":"IF(S35=\"\",\"\",S35*'2_メイン'!$Z$20)","v":""}]
[null,19,null,null,null,null,null,null,null,null,null,null,"",null,null,null,{"$f":"IF(L36=\"\",\"\",'3_床面積'!$X$36)","v":""},null,"",{"$f":"IF(ISERROR(S36),\"\",IF(S36=\"\",\"\",S36*'2_メイン'!$Z$19/1000))","v":""},{"$f":"IF(L36=\"\",\"\",'3_床面積'!$X$35)","v":""},"","",{"$f":"IF(S36=\"\",\"\",S36*'2_メイン'!$Z$20)","v":""}]
[null,20,null,null,null,null,null,null,null,null,null,null,"",null,null,null,{"$f":"IF(L37=\"\",\"\",'3_床面積'!$X$36)","v":""},null,"",{"$f":"IF(ISERROR(S37),\"\",IF(S37=\"\",\"\",S37*'2_メイン'!$Z$19/1000))","v":""},{"$f":"IF(L37=\"\",\"\",'3_床面積'!$X$35)","v":""},"","",{"$f":"IF(S37=\"\",\"\",S37*'2_メイン'!$Z$20)","v":""}]
[null,21,null,null,null,null,null,null,null,null,null,null,"",null,null,null,{"$f":"IF(L38=\"\",\"\",'3_床面積'!$X$36)","v":""},null,"",{"$f":"IF(ISERROR(S38),\"\",IF(S38=\"\",\"\",S38*'2_メイン'!$Z$19/1000))","v":""},{"$f":"IF(L38=\"\",\"\",'3_床面積'!$X$35)","v":""},"","",{"$f":"IF(S38=\"\",\"\",S38*'2_メイン'!$Z$20)","v":""}]
[null,22,null,null,null,null,null,null,null,null,null,null,"",null,null,null,{"$f":"IF(L39=\"\",\"\",'3_床面積'!$X$36)","v":""},null,"",{"$f":"IF(ISERROR(S39),\"\",IF(S39=\"\",\"\",S39*'2_メイン'!$Z$19/1000))","v":""},{"$f":"IF(L39=\"\",\"\",'3_床面積'!$X$35)","v":""},"","",{"$f":"IF(S39=\"\",\"\",S39*'2_メイン'!$Z$20)","v":""}]
[null,23,null,null,null,null,null,null,null,null,null,null,"",null,null,null,{"$f":"IF(L40=\"\",\"\",'3_床面積'!$X$36)","v":""},null,"",{"$f":"IF(ISERROR(S40),\"\",IF(S40=\"\",\"\",S40*'2_メイン'!$Z$19/1000))","v":""},{"$f":"IF(L40=\"\",\"\",'3_床面積'!$X$35)","v":""},"","",{"$f":"IF(S40=\"\",\"\",S40*'2_メイン'!$Z$20)","v":""}]
[null,24,null,null,null,null,null,null,null,null,null,null,"",null,null,null,{"$f":"IF(L41=\"\",\"\",'3_床面積'!$X$36)","v":""},null,"",{"$f":"IF(ISERROR(S41),\"\",IF(S41=\"\",\"\",S41*'2_メイン'!$Z$19/1000))","v":""},{"$f":"IF(L41=\"\",\"\",'3_床面積'!$X$35)","v":""},"","",{"$f":"IF(S41=\"\",\"\",S41*'2_メイン'!$Z$20)","v":""}]
[null,25,null,null,null,null,null,null,null,null,null,null,"",null,null,null,{"$f":"IF(L42=\"\",\"\",'3_床面積'!$X$36)","v":""},null,"",{"$f":"IF(ISERROR(S42),\"\",IF(S42=\"\",\"\",S42*'2_メイン'!$Z$19/1000))","v":""},{"$f":"IF(L42=\"\",\"\",'3_床面積'!$X$35)","v":""},"","",{"$f":"IF(S42=\"\",\"\",S42*'2_メイン'!$Z$20)","v":""}]
[null,26,null,null,null,null,null,null,null,null,null,null,"",null,null,null,{"$f":"IF(L43=\"\",\"\",'3_床面積'!$X$36)","v":""},null,"",{"$f":"IF(ISERROR(S43),\"\",IF(S43=\"\",\"\",S43*'2_メイン'!$Z$19/1000))","v":""},{"$f":"IF(L43=\"\",\"\",'3_床面積'!$X$35)","v":""},"","",{"$f":"IF(S43=\"\",\"\",S43*'2_メイン'!$Z$20)","v":""}]
[null,27,null,null,null,null,null,null,null,null,null,null,"",null,null,null,{"$f":"IF(L44=\"\",\"\",'3_床面積'!$X$36)","v":""},null,"",{"$f":"IF(ISERROR(S44),\"\",IF(S44=\"\",\"\",S44*'2_メイン'!$Z$19/1000))","v":""},{"$f":"IF(L44=\"\",\"\",'3_床面積'!$X$35)","v":""},"","",{"$f":"IF(S44=\"\",\"\",S44*'2_メイン'!$Z$20)","v":""}]
[null,28,null,null,null,null,null,null,null,null,null,null,"",null,null,null,{"$f":"IF(L45=\"\",\"\",'3_床面積'!$X$36)","v":""},null,"",{"$f":"IF(ISERROR(S45),\"\",IF(S45=\"\",\"\",S45*'2_メイン'!$Z$19/1000))","v":""},{"$f":"IF(L45=\"\",\"\",'3_床面積'!$X$35)","v":""},"","",{"$f":"IF(S45=\"\",\"\",S45*'2_メイン'!$Z$20)","v":""}]
[null,29,null,null,null,null,null,null,null,null,null,null,"",null,null,null,{"$f":"IF(L46=\"\",\"\",'3_床面積'!$X$36)","v":""},null,"",{"$f":"IF(ISERROR(S46),\"\",IF(S46=\"\",\"\",S46*'2_メイン'!$Z$19/1000))","v":""},{"$f":"IF(L46=\"\",\"\",'3_床面積'!$X$35)","v":""},"","",{"$f":"IF(S46=\"\",\"\",S46*'2_メイン'!$Z$20)","v":""}]
[null,30,null,null,null,null,null,null,null,null,null,null,"",null,null,null,{"$f":"IF(L47=\"\",\"\",'3_床面積'!$X$36)","v":""},null,"",{"$f":"IF(ISERROR(S47),\"\",IF(S47=\"\",\"\",S47*'2_メイン'!$Z$19/1000))","v":""},{"$f":"IF(L47=\"\",\"\",'3_床面積'!$X$35)","v":""},"","",{"$f":"IF(S47=\"\",\"\",S47*'2_メイン'!$Z$20)","v":""}]
[null,31,null,null,null,null,null,null,null,null,null,null,"",null,null,null,{"$f":"IF(L48=\"\",\"\",'3_床面積'!$X$36)","v":""},null,"",{"$f":"IF(ISERROR(S48),\"\",IF(S48=\"\",\"\",S48*'2_メイン'!$Z$19/1000))","v":""},{"$f":"IF(L48=\"\",\"\",'3_床面積'!$X$35)","v":""},"","",{"$f":"IF(S48=\"\",\"\",S48*'2_メイン'!$Z$20)","v":""}]
[null,32,null,null,null,null,null,null,null,null,null,null,"",null,null,null,{"$f":"IF(L49=\"\",\"\",'3_床面積'!$X$36)","v":""},null,"",{"$f":"IF(ISERROR(S49),\"\",IF(S49=\"\",\"\",S49*'2_メイン'!$Z$19/1000))","v":""},{"$f":"IF(L49=\"\",\"\",'3_床面積'!$X$35)","v":""},"","",{"$f":"IF(S49=\"\",\"\",S49*'2_メイン'!$Z$20)","v":""}]
[null,33,null,null,null,null,null,null,null,null,null,null,"",null,null,null,{"$f":"IF(L50=\"\",\"\",'3_床面積'!$X$36)","v":""},null,"",{"$f":"IF(ISERROR(S50),\"\",IF(S50=\"\",\"\",S50*'2_メイン'!$Z$19/1000))","v":""},{"$f":"IF(L50=\"\",\"\",'3_床面積'!$X$35)","v":""},"","",{"$f":"IF(S50=\"\",\"\",S50*'2_メイン'!$Z$20)","v":""}]
[null,34,null,null,null,null,null,null,null,null,null,null,"",null,null,null,{"$f":"IF(L51=\"\",\"\",'3_床面積'!$X$36)","v":""},null,"",{"$f":"IF(ISERROR(S51),\"\",IF(S51=\"\",\"\",S51*'2_メイン'!$Z$19/1000))","v":""},{"$f":"IF(L51=\"\",\"\",'3_床面積'!$X$35)","v":""},"","",{"$f":"IF(S51=\"\",\"\",S51*'2_メイン'!$Z$20)","v":""}]
[null,35,null,null,null,null,null,null,null,null,null,null,"",null,null,null,{"$f":"IF(L52=\"\",\"\",'3_床面積'!$X$36)","v":""},null,"",{"$f":"IF(ISERROR(S52),\"\",IF(S52=\"\",\"\",S52*'2_メイン'!$Z$19/1000))","v":""},{"$f":"IF(L52=\"\",\"\",'3_床面積'!$X$35)","v":""},"","",{"$f":"IF(S52=\"\",\"\",S52*'2_メイン'!$Z$20)","v":""}]

{"sheet":"22空調用ポンプ (撤去)","index":21,"n_rows":49,"n_cols":46,"rows_kept":49,"cut":false,"hidden":false,"merged":[[5,21,6,21],[4,20,4,21],[5,20,6,20],[48,3,48,4],[48,5,48,6],[45,3,45,4],[45,5,45,6],[46,3,46,4],[46,5,46,6],[47,3,47,4],[47,5,47,6],[42,3,42,4],[42,5,42,6],[43,3,43,4],[43,5,43,6],[44,3,44,4],[44,5,44,6],[36,3,36,4],[36,5,36,6],[37,3,37,4],[37,5,37,6],[38,3,38,4],[38,5,38,6],[39,3,39,4],[39,5,39,6],[40,3,40,4],[40,5,40,6],[41,3,41,4],[41,5,41,6],[33,3,33,4],[33,5,33,6],[34,3,34,4],[34,5,34,6],[35,3,35,4],[35,5,35,6],[30,3,30,4],[30,5,30,6],[31,3,31,4],[31,5,31,6],[32,3,32,4],[32,5,32,6],[27,3,27,4],[27,5,27,6],[28,3,28,4],[28,5,28,6],[29,3,29,4],[29,5,29,6],[24,3,24,4],[24,5,24,6],[25,3,25,4],[25,5,25,6],[26,3,26,4],[26,5,26,6],[21,3,21,4],[21,5,21,6],[22,3,22,4],[22,5,22,6],[23,3,23,4],[23,5,23,6],[18,3,18,4],[18,5,18,6],[19,3,19,4],[19,5,19,6],[20,3,20,4],[20,5,20,6],[15,3,15,4],[15,5,15,6],[16,3,16,4],[16,5,16,6],[17,3,17,4],[17,5,17,6],[11,28,12,28],[12,14,12,15],[12,16,12,17],[12,20,12,22],[12,23,12,25],[11,26,13,26],[11,27,13,27],[11,20,11,25],[10,18,13,18],[10,19,13,19],[14,3,14,4],[14,5,14,6],[11,11,13,11],[11,12,13,12],[11,13,13,13],[5,18,6,19],[10,1,13,1],[10,2,13,2],[10,3,13,4],[10,5,13,6],[10,7,13,7],[10,8,13,8],[11,9,13,9],[10,10,10,13],[10,14,11,17],[11,10,13,10]]}
[null,null,null,null,null,null,null,null,null,null,null,null,null,null,null,null,null,null,null,null,null,null,null,null,null,"■種別"]
[null,null,"色欄については、文字又は数値を入力",null,null,null,null,null,null,null,null,null,null,null,null,null,null,null,null,null,null,"○",null,null,null,"冷却水ポンプ","冷温水1次ポンプ","冷水1次ポンプ","温水1次ポンプ","冷温水2次ポンプ","冷水2次ポンプ","温水2次ポンプ"]
[null,null,"色欄については、プルダウンメニューから選択",null,null,null,null,null,null,null,null,null,null,null,null,null,null,null,null,null,null,null,null,null,null,"■省エネ率"]
[null,null,"色欄については、任意記入とし、文字又は数値を入力",null,null,null,null,null,null,null,null,null,null,null,null,null,null,null,null,null,null,null,null,null,null,"高効率（IE2)\nモータ","冷却水ポンプ変流量制御","空調1次ポンプ変流量制御","空調2次ポンプ変流量制御","空調2次ポンプの末端差圧制御"]
[null,null,"色欄については、入力の間違いや未記入の状態などエラーを示す。",null,null,null,null,null,null,null,null,null,null,null,null,null,null,null,null,null,"撤去",null,null,null,null,0.04,0.5,0.45,0.36,0.1]
[null,null,null,null,null,null,null,null,null,null,null,null,null,null,null,null,null,null,null,null,"年間CO2\n排出量","一次消費\nエネルギー"]
[]
[null,null,null,null,null,null,null,null,null,null,null,null,null,null,null,null,null,null,null,null,{"$f":"SUM(T15:T49)","v":0},{"$f":"SUM(AA15:AA49)","v":0}]
[null,"高効率空調用ポンプの導入（撤去）",null,null,null,null,null,null,null,null,null,null,null,null,null,null,null,null,null,"No.22"]
[]
[null,"No.","機器記号","機器名称",null,"種別",null,"電動機出力\n[kW]","台数","高効率機器","省エネ制御",null,null,null,"年間運転時間 \n[h/年]",null,null,null,"年間電気\n使用量\n[kWh/年]","年間CO2\n排出量\n[t-CO2/年]"]
[null,null,null,null,null,null,null,null,null,"高効率（IE2)\nモータ","冷却水\nポンプ\n変流量\n制御","空調１次\nポンプ\n変流量\n制御","空調2次\nポンプ\n変流量\n制御","空調2次\nポンプの\n末端差圧\n制御",null,null,null,null,null,null,"全負荷相当運転時間[h/年]",null,null,null,null,null,"一次\nエネルギー\n消費量",null,null,null,null,null,null,null,null,null,null,null,null,null,null,null,null,{"$f":"SUM(#REF!)","v":{"$error":"#REF!"}},{"$f":"SUM(AS15:AS139)","v":0},{"$f":"SUM(AT15:AT66)/(1-AA13)","v":0}]
[null,null,null,null,null,null,null,null,null,null,null,null,null,null,"標準値",null,"想定値",null,null,null,"冷房",null,null,"暖房"]
[null,null,null,null,null,null,null,null,null,null,null,null,null,null,"冷房","暖房","冷房","暖房",null,null,"標準値","想定値","採用値","標準値","想定値","採用値"]
[null,1,null,null,null,null,null,null,null,null,null,null,null,null,{"$f":"IF(I15=\"\",\"\",'3_床面積'!$X$36)","v":""},{"$f":"IF(I15=\"\",\"\",'3_床面積'!$Y$36)","v":""},null,null,{"$f":"IF(I15=\"\",\"\",IF(OR(F15=\"冷温水1次ポンプ\",F15=\"冷温水2次ポンプ\"),H15*I15*(W15+Z15)*(1-SUMIF(J15,\"○\",Z5))*(1-SUMIF(K15:N15,\"○\",$AA$5:$AD$5)),IF(OR(F15=\"冷却水ポンプ\",F15=\"冷水1次ポンプ\",F15=\"冷水2次ポンプ\"),H15*I15*W15*(1-SUMIF(J15,\"○\",$Z$5))*(1-SUMIF(K15:N15,\"○\",$AA$5:$AD$5)),IF(OR(F15=\"温水1次ポンプ\",F15=\"温水2次ポンプ\"),H15*I15*Z15*(1-SUMIF(J15,\"○\",$Z$5))*(1-SUMIF(K15:N15,\"○\",$AA$5:$AD$5)),\"\"))))","v":""},{"$f":"IF(ISERROR(S15),\"\",IF(S15=\"\",\"\",S15*'2_メイン'!$Z$19/1000))","v":""},{"$f":"IF(I15=\"\",\"\",'3_床面積'!$X$35)","v":""},{"$f":"IF(Q15=\"\",\"\",U15*Q15/O15)","v":""},{"$f":"IF(Q15=\"\",U15,V15)","v":""},{"$f":"IF(I15=\"\",\"\",'3_床面積'!$Y$35)","v":""},{"$f":"IF(R15=\"\",\"\",X15*R15/P15)","v":""},{"$f":"IF(R15=\"\",X15,Y15)","v":""},{"$f":"IF(S15=\"\",\"\",S15*'2_メイン'!$Z$20)","v":""}]
[null,2,null,null,null,null,null,null,null,null,null,null,null,null,{"$f":"IF(I16=\"\",\"\",'3_床面積'!$X$36)","v":""},{"$f":"IF(I16=\"\",\"\",'3_床面積'!$Y$36)","v":""},null,null,{"$f":"IF(I16=\"\",\"\",IF(OR(F16=\"冷温水1次ポンプ\",F16=\"冷温水2次ポンプ\"),H16*I16*(W16+Z16)*(1-SUMIF(J16,\"○\",Z6))*(1-SUMIF(K16:N16,\"○\",$AA$5:$AD$5)),IF(OR(F16=\"冷却水ポンプ\",F16=\"冷水1次ポンプ\",F16=\"冷水2次ポンプ\"),H16*I16*W16*(1-SUMIF(J16,\"○\",$Z$5))*(1-SUMIF(K16:N16,\"○\",$AA$5:$AD$5)),IF(OR(F16=\"温水1次ポンプ\",F16=\"温水2次ポンプ\"),H16*I16*Z16*(1-SUMIF(J16,\"○\",$Z$5))*(1-SUMIF(K16:N16,\"○\",$AA$5:$AD$5)),\"\"))))","v":""},{"$f":"IF(ISERROR(S16),\"\",IF(S16=\"\",\"\",S16*'2_メイン'!$Z$19/1000))","v":""},{"$f":"IF(I16=\"\",\"\",'3_床面積'!$X$35)","v":""},{"$f":"IF(Q16=\"\",\"\",U16*Q16/O16)","v":""},{"$f":"IF(Q16=\"\",U16,V16)","v":""},{"$f":"IF(I16=\"\",\"\",'3_床面積'!$Y$35)","v":""},{"$f":"IF(R16=\"\",\"\",X16*R16/P16)","v":""},{"$f":"IF(R16=\"\",X16,Y16)","v":""},{"$f":"IF(S16=\"\",\"\",S16*'2_メイン'!$Z$20)","v":""}]
[null,3,null,null,null,null,null,null,null,null,null,null,null,null,{"$f":"IF(I17=\"\",\"\",'3_床面積'!$X$36)","v":""},{"$f":"IF(I17=\"\",\"\",'3_床面積'!$Y$36)","v":""},null,null,"",{"$f":"IF(ISERROR(S17),\"\",IF(S17=\"\",\"\",S17*'2_メイン'!$Z$19/1000))","v":""},{"$f":"IF(I17=\"\",\"\",'3_床面積'!$X$35)","v":""},"","",{"$f":"IF(I17=\"\",\"\",'3_床面積'!$Y$35)","v":""},"","",{"$f":"IF(S17=\"\",\"\",S17*'2_メイン'!$Z$20)","v":""}]
[null,4,null,null,null,null,null,null,null,null,null,null,null,null,{"$f":"IF(I18=\"\",\"\",'3_床面積'!$X$36)","v":""},{"$f":"IF(I18=\"\",\"\",'3_床面積'!$Y$36)","v":""},null,null,"",{"$f":"IF(ISERROR(S18),\"\",IF(S18=\"\",\"\",S18*'2_メイン'!$Z$19/1000))","v":""},{"$f":"IF(I18=\"\",\"\",'3_床面積'!$X$35)","v":""},"","",{"$f":"IF(I18=\"\",\"\",'3_床面積'!$Y$35)","v":""},"","",{"$f":"IF(S18=\"\",\"\",S18*'2_メイン'!$Z$20)","v":""}]
[null,5,null,null,null,null,null,null,null,null,null,null,null,null,{"$f":"IF(I19=\"\",\"\",'3_床面積'!$X$36)","v":""},{"$f":"IF(I19=\"\",\"\",'3_床面積'!$Y$36)","v":""},null,null,"",{"$f":"IF(ISERROR(S19),\"\",IF(S19=\"\",\"\",S19*'2_メイン'!$Z$19/1000))","v":""},{"$f":"IF(I19=\"\",\"\",'3_床面積'!$X$35)","v":""},"","",{"$f":"IF(I19=\"\",\"\",'3_床面積'!$Y$35)","v":""},"","",{"$f":"IF(S19=\"\",\"\",S19*'2_メイン'!$Z$20)","v":""}]
[null,6,null,null,null,null,null,null,null,null,null,null,null,null,{"$f":"IF(I20=\"\",\"\",'3_床面積'!$X$36)","v":""},{"$f":"IF(I20=\"\",\"\",'3_床面積'!$Y$36)","v":""},null,null,"",{"$f":"IF(ISERROR(S20),\"\",IF(S20=\"\",\"\",S20*'2_メイン'!$Z$19/1000))","v":""},{"$f":"IF(I20=\"\",\"\",'3_床面積'!$X$35)","v":""},"","",{"$f":"IF(I20=\"\",\"\",'3_床面積'!$Y$35)","v":""},"","",{"$f":"IF(S20=\"\",\"\",S20*'2_メイン'!$Z$20)","v":""}]
[null,7,null,null,null,null,null,null,null,null,null,null,null,null,{"$f":"IF(I21=\"\",\"\",'3_床面積'!$X$36)","v":""},{"$f":"IF(I21=\"\",\"\",'3_床面積'!$Y$36)","v":""},null,null,"",{"$f":"IF(ISERROR(S21),\"\",IF(S21=\"\",\"\",S21*'2_メイン'!$Z$19/1000))","v":""},{"$f":"IF(I21=\"\",\"\",'3_床面積'!$X$35)","v":""},"","",{"$f":"IF(I21=\"\",\"\",'3_床面積'!$Y$35)","v":""},"","",{"$f":"IF(S21=\"\",\"\",S21*'2_メイン'!$Z$20)","v":""}]
[null,8,null,null,null,null,null,null,null,null,null,null,null,null,{"$f":"IF(I22=\"\",\"\",'3_床面積'!$X$36)","v":""},{"$f":"IF(I22=\"\",\"\",'3_床面積'!$Y$36)","v":""},null,null,"",{"$f":"IF(ISERROR(S22),\"\",IF(S22=\"\",\"\",S22*'2_メイン'!$Z$19/1000))","v":""},{"$f":"IF(I22=\"\",\"\",'3_床面積'!$X$35)","v":""},"","",{"$f":"IF(I22=\"\",\"\",'3_床面積'!$Y$35)","v":""},"","",{"$f":"IF(S22=\"\",\"\",S22*'2_メイン'!$Z$20)","v":""}]
[null,9,null,null,null,null,null,null,null,null,null,null,null,null,{"$f":"IF(I23=\"\",\"\",'3_床面積'!$X$36)","v":""},{"$f":"IF(I23=\"\",\"\",'3_床面積'!$Y$36)","v":""},null,null,"",{"$f":"IF(ISERROR(S23),\"\",IF(S23=\"\",\"\",S23*'2_メイン'!$Z$19/1000))","v":""},{"$f":"IF(I23=\"\",\"\",'3_床面積'!$X$35)","v":""},"","",{"$f":"IF(I23=\"\",\"\",'3_床面積'!$Y$35)","v":""},"","",{"$f":"IF(S23=\"\",\"\",S23*'2_メイン'!$Z$20)","v":""}]
[null,10,null,null,null,null,null,null,null,null,null,null,null,null,{"$f":"IF(I24=\"\",\"\",'3_床面積'!$X$36)","v":""},{"$f":"IF(I24=\"\",\"\",'3_床面積'!$Y$36)","v":""},null,null,"",{"$f":"IF(ISERROR(S24),\"\",IF(S24=\"\",\"\",S24*'2_メイン'!$Z$19/1000))","v":""},{"$f":"IF(I24=\"\",\"\",'3_床面積'!$X$35)","v":""},"","",{"$f":"IF(I24=\"\",\"\",'3_床面積'!$Y$35)","v":""},"","",{"$f":"IF(S24=\"\",\"\",S24*'2_メイン'!$Z$20)","v":""}]
[null,11,null,null,null,null,null,null,null,null,null,null,null,null,{"$f":"IF(I25=\"\",\"\",'3_床面積'!$X$36)","v":""},{"$f":"IF(I25=\"\",\"\",'3_床面積'!$Y$36)","v":""},null,null,"",{"$f":"IF(ISERROR(S25),\"\",IF(S25=\"\",\"\",S25*'2_メイン'!$Z$19/1000))","v":""},{"$f":"IF(I25=\"\",\"\",'3_床面積'!$X$35)","v":""},"","",{"$f":"IF(I25=\"\",\"\",'3_床面積'!$Y$35)","v":""},"","",{"$f":"IF(S25=\"\",\"\",S25*'2_メイン'!$Z$20)","v":""}]
[null,12,null,null,null,null,null,null,null,null,null,null,null,null,{"$f":"IF(I26=\"\",\"\",'3_床面積'!$X$36)","v":""},{"$f":"IF(I26=\"\",\"\",'3_床面積'!$Y$36)","v":""},null,null,"",{"$f":"IF(ISERROR(S26),\"\",IF(S26=\"\",\"\",S26*'2_メイン'!$Z$19/1000))","v":""},{"$f":"IF(I26=\"\",\"\",'3_床面積'!$X$35)","v":""},"","",{"$f":"IF(I26=\"\",\"\",'3_床面積'!$Y$35)","v":""},"","",{"$f":"IF(S26=\"\",\"\",S26*'2_メイン'!$Z$20)","v":""}]
[null,13,null,null,null,null,null,null,null,null,null,null,null,null,{"$f":"IF(I27=\"\",\"\",'3_床面積'!$X$36)","v":""},{"$f":"IF(I27=\"\",\"\",'3_床面積'!$Y$36)","v":""},null,null,"",{"$f":"IF(ISERROR(S27),\"\",IF(S27=\"\",\"\",S27*'2_メイン'!$Z$19/1000))","v":""},{"$f":"IF(I27=\"\",\"\",'3_床面積'!$X$35)","v":""},"","",{"$f":"IF(I27=\"\",\"\",'3_床面積'!$Y$35)","v":""},"","",{"$f":"IF(S27=\"\",\"\",S27*'2_メイン'!$Z$20)","v":""}]
[null,14,null,null,null,null,null,null,null,null,null,null,null,null,{"$f":"IF(I28=\"\",\"\",'3_床面積'!$X$36)","v":""},{"$f":"IF(I28=\"\",\"\",'3_床面積'!$Y$36)","v":""},null,null,"",{"$f":"IF(ISERROR(S28),\"\",IF(S28=\"\",\"\",S28*'2_メイン'!$Z$19/1000))","v":""},{"$f":"IF(I28=\"\",\"\",'3_床面積'!$X$35)","v":""},"","",{"$f":"IF(I28=\"\",\"\",'3_床面積'!$Y$35)","v":""},"","",{"$f":"IF(S28=\"\",\"\",S28*'2_メイン'!$Z$20)","v":""}]
[null,15,null,null,null,null,null,null,null,null,null,null,null,null,{"$f":"IF(I29=\"\",\"\",'3_床面積'!$X$36)","v":""},{"$f":"IF(I29=\"\",\"\",'3_床面積'!$Y$36)","v":""},null,null,"",{"$f":"IF(ISERROR(S29),\"\",IF(S29=\"\",\"\",S29*'2_メイン'!$Z$19/1000))","v":""},{"$f":"IF(I29=\"\",\"\",'3_床面積'!$X$35)","v":""},"","",{"$f":"IF(I29=\"\",\"\",'3_床面積'!$Y$35)","v":""},"","",{"$f":"IF(S29=\"\",\"\",S29*'2_メイン'!$Z$20)","v":""}]
[null,16,null,null,null,null,null,null,null,null,null,null,null,null,{"$f":"IF(I30=\"\",\"\",'3_床面積'!$X$36)","v":""},{"$f":"IF(I30=\"\",\"\",'3_床面積'!$Y$36)","v":""},null,null,"",{"$f":"IF(ISERROR(S30),\"\",IF(S30=\"\",\"\",S30*'2_メイン'!$Z$19/1000))","v":""},{"$f":"IF(I30=\"\",\"\",'3_床面積'!$X$35)","v":""},"","",{"$f":"IF(I30=\"\",\"\",'3_床面積'!$Y$35)","v":""},"","",{"$f":"IF(S30=\"\",\"\",S30*'2_メイン'!$Z$20)","v":""}]
[null,17,null,null,null,null,null,null,null,null,null,null,null,null,{"$f":"IF(I31=\"\",\"\",'3_床面積'!$X$36)","v":""},{"$f":"IF(I31=\"\",\"\",'3_床面積'!$Y$36)","v":""},null,null,"",{"$f":"IF(ISERROR(S31),\"\",IF(S31=\"\",\"\",S31*'2_メイン'!$Z$19/1000))","v":""},{"$f":"IF(I31=\"\",\"\",'3_床面積'!$X$35)","v":""},"","",{"$f":"IF(I31=\"\",\"\",'3_床面積'!$Y$35)","v":""},"","",{"$f":"IF(S31=\"\",\"\",S31*'2_メイン'!$Z$20)","v":""}]
[null,18,null,null,null,null,null,null,null,null,null,null,null,null,{"$f":"IF(I32=\"\",\"\",'3_床面積'!$X$36)","v":""},{"$f":"IF(I32=\"\",\"\",'3_床面積'!$Y$36)","v":""},null,null,"",{"$f":"IF(ISERROR(S32),\"\",IF(S32=\"\",\"\",S32*'2_メイン'!$Z$19/1000))","v":""},{"$f":"IF(I32=\"\",\"\",'3_床面積'!$X$35)","v":""},"","",{"$f":"IF(I32=\"\",\"\",'3_床面積'!$Y$35)","v":""},"","",{"$f":"IF(S32=\"\",\"\",S32*'2_メイン'!$Z$20)","v":""}]
[null,19,null,null,null,null,null,null,null,null,null,null,null,null,{"$f":"IF(I33=\"\",\"\",'3_床面積'!$X$36)","v":""},{"$f":"IF(I33=\"\",\"\",'3_床面積'!$Y$36)","v":""},null,null,"",{"$f":"IF(ISERROR(S33),\"\",IF(S33=\"\",\"\",S33*'2_メイン'!$Z$19/1000))","v":""},{"$f":"IF(I33=\"\",\"\",'3_床面積'!$X$35)","v":""},"","",{"$f":"IF(I33=\"\",\"\",'3_床面積'!$Y$35)","v":""},"","",{"$f":"IF(S33=\"\",\"\",S33*'2_メイン'!$Z$20)","v":""}]
[null,20,null,null,null,null,null,null,null,null,null,null,null,null,{"$f":"IF(I34=\"\",\"\",'3_床面積'!$X$36)","v":""},{"$f":"IF(I34=\"\",\"\",'3_床面積'!$Y$36)","v":""},null,null,"",{"$f":"IF(ISERROR(S34),\"\",IF(S34=\"\",\"\",S34*'2_メイン'!$Z$19/1000))","v":""},{"$f":"IF(I34=\"\",\"\",'3_床面積'!$X$35)","v":""},"","",{"$f":"IF(I34=\"\",\"\",'3_床面積'!$Y$35)","v":""},"","",{"$f":"IF(S34=\"\",\"\",S34*'2_メイン'!$Z$20)","v":""}]
[null,21,null,null,null,null,null,null,null,null,null,null,null,null,{"$f":"IF(I35=\"\",\"\",'3_床面積'!$X$36)","v":""},{"$f":"IF(I35=\"\",\"\",'3_床面積'!$Y$36)","v":""},null,null,"",{"$f":"IF(ISERROR(S35),\"\",IF(S35=\"\",\"\",S35*'2_メイン'!$Z$19/1000))","v":""},{"$f":"IF(I35=\"\",\"\",'3_床面積'!$X$35)","v":""},"","",{"$f":"IF(I35=\"\",\"\",'3_床面積'!$Y$35)","v":""},"","",{"$f":"IF(S35=\"\",\"\",S35*'2_メイン'!$Z$20)","v":""}]
[null,22,null,null,null,null,null,null,null,null,null,null,null,null,{"$f":"IF(I36=\"\",\"\",'3_床面積'!$X$36)","v":""},{"$f":"IF(I36=\"\",\"\",'3_床面積'!$Y$36)","v":""},null,null,"",{"$f":"IF(ISERROR(S36),\"\",IF(S36=\"\",\"\",S36*'2_メイン'!$Z$19/1000))","v":""},{"$f":"IF(I36=\"\",\"\",'3_床面積'!$X$35)","v":""},"","",{"$f":"IF(I36=\"\",\"\",'3_床面積'!$Y$35)","v":""},"","",{"$f":"IF(S36=\"\",\"\",S36*'2_メイン'!$Z$20)","v":""}]
[null,23,null,null,null,null,null,null,null,null,null,null,null,null,{"$f":"IF(I37=\"\",\"\",'3_床面積'!$X$36)","v":""},{"$f":"IF(I37=\"\",\"\",'3_床面積'!$Y$36)","v":""},null,null,"",{"$f":"IF(ISERROR(S37),\"\",IF(S37=\"\",\"\",S37*'2_メイン'!$Z$19/1000))","v":""},{"$f":"IF(I37=\"\",\"\",'3_床面積'!$X$35)","v":""},"","",{"$f":"IF(I37=\"\",\"\",'3_床面積'!$Y$35)","v":""},"","",{"$f":"IF(S37=\"\",\"\",S37*'2_メイン'!$Z$20)","v":""}]
[null,24,null,null,null,null,null,null,null,null,null,null,null,null,{"$f":"IF(I38=\"\",\"\",'3_床面積'!$X$36)","v":""},{"$f":"IF(I38=\"\",\"\",'3_床面積'!$Y$36)","v":""},null,null,"",{"$f":"IF(ISERROR(S38),\"\",IF(S38=\"\",\"\",S38*'2_メイン'!$Z$19/1000))","v":""},{"$f":"IF(I38=\"\",\"\",'3_床面積'!$X$35)","v":""},"","",{"$f":"IF(I38=\"\",\"\",'3_床面積'!$Y$35)","v":""},"","",{"$f":"IF(S38=\"\",\"\",S38*'2_メイン'!$Z$20)","v":""}]
[null,25,null,null,null,null,null,null,null,null,null,null,null,null,{"$f":"IF(I39=\"\",\"\",'3_床面積'!$X$36)","v":""},{"$f":"IF(I39=\"\",\"\",'3_床面積'!$Y$36)","v":""},null,null,"",{"$f":"IF(ISERROR(S39),\"\",IF(S39=\"\",\"\",S39*'2_メイン'!$Z$19/1000))","v":""},{"$f":"IF(I39=\"\",\"\",'3_床面積'!$X$35)","v":""},"","",{"$f":"IF(I39=\"\",\"\",'3_床面積'!$Y$35)","v":""},"","",{"$f":"IF(S39=\"\",\"\",S39*'2_メイン'!$Z$20)","v":""}]
[null,26,null,null,null,null,null,null,null,null,null,null,null,null,{"$f":"IF(I40=\"\",\"\",'3_床面積'!$X$36)","v":""},{"$f":"IF(I40=\"\",\"\",'3_床面積'!$Y$36)","v":""},null,null,"",{"$f":"IF(ISERROR(S40),\"\",IF(S40=\"\",\"\",S40*'2_メイン'!$Z$19/1000))","v":""},{"$f":"IF(I40=\"\",\"\",'3_床面積'!$X$35)","v":""},"","",{"$f":"IF(I40=\"\",\"\",'3_床面積'!$Y$35)","v":""},"","",{"$f":"IF(S40=\"\",\"\",S40*'2_メイン'!$Z$20)","v":""}]
[null,27,null,null,null,null,null,null,null,null,null,null,null,null,{"$f":"IF(I41=\"\",\"\",'3_床面積'!$X$36)","v":""},{"$f":"IF(I41=\"\",\"\",'3_床面積'!$Y$36)","v":""},null,null,"",{"$f":"IF(ISERROR(S41),\"\",IF(S41=\"\",\"\",S41*'2_メイン'!$Z$19/1000))","v":""},{"$f":"IF(I41=\"\",\"\",'3_床面積'!$X$35)","v":""},"","",{"$f":"IF(I41=\"\",\"\",'3_床面積'!$Y$35)","v":""},"","",{"$f":"IF(S41=\"\",\"\",S41*'2_メイン'!$Z$20)","v":""}]
[null,28,null,null,null,null,null,null,null,null,null,null,null,null,{"$f":"IF(I42=\"\",\"\",'3_床面積'!$X$36)","v":""},{"$f":"IF(I42=\"\",\"\",'3_床面積'!$Y$36)","v":""},null,null,"",{"$f":"IF(ISERROR(S42),\"\",IF(S42=\"\",\"\",S42*'2_メイン'!$Z$19/1000))","v":""},{"$f":"IF(I42=\"\",\"\",'3_床面積'!$X$35)","v":""},"","",{"$f":"IF(I42=\"\",\"\",'3_床面積'!$Y$35)","v":""},"","",{"$f":"IF(S42=\"\",\"\",S42*'2_メイン'!$Z$20)","v":""}]
[null,29,null,null,null,null,null,null,null,null,null,null,null,null,{"$f":"IF(I43=\"\",\"\",'3_床面積'!$X$36)","v":""},{"$f":"IF(I43=\"\",\"\",'3_床面積'!$Y$36)","v":""},null,null,"",{"$f":"IF(ISERROR(S43),\"\",IF(S43=\"\",\"\",S43*'2_メイン'!$Z$19/1000))","v":""},{"$f":"IF(I43=\"\",\"\",'3_床面積'!$X$35)","v":""},"","",{"$f":"IF(I43=\"\",\"\",'3_床面積'!$Y$35)","v":""},"","",{"$f":"IF(S43=\"\",\"\",S43*'2_メイン'!$Z$20)","v":""}]
[null,30,null,null,null,null,null,null,null,null,null,null,null,null,{"$f":"IF(I44=\"\",\"\",'3_床面積'!$X$36)","v":""},{"$f":"IF(I44=\"\",\"\",'3_床面積'!$Y$36)","v":""},null,null,"",{"$f":"IF(ISERROR(S44),\"\",IF(S44=\"\",\"\",S44*'2_メイン'!$Z$19/1000))","v":""},{"$f":"IF(I44=\"\",\"\",'3_床面積'!$X$35)","v":""},"","",{"$f":"IF(I44=\"\",\"\",'3_床面積'!$Y$35)","v":""},"","",{"$f":"IF(S44=\"\",\"\",S44*'2_メイン'!$Z$20)","v":""}]
[null,31,null,null,null,null,null,null,null,null,null,null,null,null,{"$f":"IF(I45=\"\",\"\",'3_床面積'!$X$36)","v":""},{"$f":"IF(I45=\"\",\"\",'3_床面積'!$Y$36)","v":""},null,null,"",{"$f":"IF(ISERROR(S45),\"\",IF(S45=\"\",\"\",S45*'2_メイン'!$Z$19/1000))","v":""},{"$f":"IF(I45=\"\",\"\",'3_床面積'!$X$35)","v":""},"","",{"$f":"IF(I45=\"\",\"\",'3_床面積'!$Y$35)","v":""},"","",{"$f":"IF(S45=\"\",\"\",S45*'2_メイン'!$Z$20)","v":""}]
[null,32,null,null,null,null,null,null,null,null,null,null,null,null,{"$f":"IF(I46=\"\",\"\",'3_床面積'!$X$36)","v":""},{"$f":"IF(I46=\"\",\"\",'3_床面積'!$Y$36)","v":""},null,null,"",{"$f":"IF(ISERROR(S46),\"\",IF(S46=\"\",\"\",S46*'2_メイン'!$Z$19/1000))","v":""},{"$f":"IF(I46=\"\",\"\",'3_床面積'!$X$35)","v":""},"","",{"$f":"IF(I46=\"\",\"\",'3_床面積'!$Y$35)","v":""},"","",{"$f":"IF(S46=\"\",\"\",S46*'2_メイン'!$Z$20)","v":""}]
[null,33,null,null,null,null,null,null,null,null,null,null,null,null,{"$f":"IF(I47=\"\",\"\",'3_床面積'!$X$36)","v":""},{"$f":"IF(I47=\"\",\"\",'3_床面積'!$Y$36)","v":""},null,null,"",{"$f":"IF(ISERROR(S47),\"\",IF(S47=\"\",\"\",S47*'2_メイン'!$Z$19/1000))","v":""},{"$f":"IF(I47=\"\",\"\",'3_床面積'!$X$35)","v":""},"","",{"$f":"IF(I47=\"\",\"\",'3_床面積'!$Y$35)","v":""},"","",{"$f":"IF(S47=\"\",\"\",S47*'2_メイン'!$Z$20)","v":""}]
[null,34,null,null,null,null,null,null,null,null,null,null,null,null,{"$f":"IF(I48=\"\",\"\",'3_床面積'!$X$36)","v":""},{"$f":"IF(I48=\"\",\"\",'3_床面積'!$Y$36)","v":""},null,null,"",{"$f":"IF(ISERROR(S48),\"\",IF(S48=\"\",\"\",S48*'2_メイン'!$Z$19/1000))","v":""},{"$f":"IF(I48=\"\",\"\",'3_床面積'!$X$35)","v":""},"","",{"$f":"IF(I48=\"\",\"\",'3_床面積'!$Y$35)","v":""},"","",{"$f":"IF(S48=\"\",\"\",S48*'2_メイン'!$Z$20)","v":""}]
[null,35,null,null,null,null,null,null,null,null,null,null,null,null,{"$f":"IF(I49=\"\",\"\",'3_床面積'!$X$36)","v":""},{"$f":"IF(I49=\"\",\"\",'3_床面積'!$Y$36)","v":""},null,null,"",{"$f":"IF(ISERROR(S49),\"\",IF(S49=\"\",\"\",S49*'2_メイン'!$Z$19/1000))","v":""},{"$f":"IF(I49=\"\",\"\",'3_床面積'!$X$35)","v":""},"","",{"$f":"IF(I49=\"\",\"\",'3_床面積'!$Y$35)","v":""},"","",{"$f":"IF(S49=\"\",\"\",S49*'2_メイン'!$Z$20)","v":""}]

{"sheet":"23_パッケージ (撤去) ","index":22,"n_rows":223,"n_cols":45,"rows_kept":223,"cut":false,"hidden":false,"merged":[[197,4,197,6],[198,4,198,6],[199,4,199,6],[10,22,12,22],[10,19,12,20],[10,11,12,11],[191,4,191,6],[192,4,192,6],[193,4,193,6],[194,4,194,6],[195,4,195,6],[196,4,196,6],[185,4,185,6],[186,4,186,6],[187,4,187,6],[188,4,188,6],[189,4,189,6],[190,4,190,6],[179,4,179,6],[180,4,180,6],[181,4,181,6],[182,4,182,6],[183,4,183,6],[184,4,184,6],[173,4,173,6],[174,4,174,6],[175,4,175,6],[176,4,176,6],[177,4,177,6],[178,4,178,6],[167,4,167,6],[168,4,168,6],[169,4,169,6],[170,4,170,6],[171,4,171,6],[172,4,172,6],[161,4,161,6],[162,4,162,6],[163,4,163,6],[164,4,164,6],[165,4,165,6],[166,4,166,6],[155,4,155,6],[156,4,156,6],[157,4,157,6],[158,4,158,6],[159,4,159,6],[160,4,160,6],[149,4,149,6],[150,4,150,6],[151,4,151,6],[152,4,152,6],[153,4,153,6],[154,4,154,6],[143,4,143,6],[144,4,144,6],[145,4,145,6],[146,4,146,6],[147,4,147,6],[148,4,148,6],[137,4,137,6],[138,4,138,6],[139,4,139,6],[140,4,140,6],[141,4,141,6],[142,4,142,6],[131,4,131,6],[132,4,132,6],[133,4,133,6],[134,4,134,6],[135,4,135,6],[136,4,136,6],[125,4,125,6],[126,4,126,6],[127,4,127,6],[128,4,128,6],[129,4,129,6],[130,4,130,6],[119,4,119,6],[120,4,120,6],[121,4,121,6],[122,4,122,6],[123,4,123,6],[124,4,124,6],[113,4,113,6],[114,4,114,6],[115,4,115,6],[116,4,116,6],[117,4,117,6],[118,4,118,6],[107,4,107,6],[108,4,108,6],[109,4,109,6],[110,4,110,6],[111,4,111,6],[112,4,112,6],[101,4,101,6],[102,4,102,6],[103,4,103,6],[104,4,104,6],[105,4,105,6],[106,4,106,6],[95,4,95,6],[96,4,96,6],[97,4,97,6],[98,4,98,6],[99,4,99,6],[100,4,100,6],[89,4,89,6],[90,4,90,6],[91,4,91,6],[92,4,92,6],[93,4,93,6],[94,4,94,6],[83,4,83,6],[84,4,84,6],[85,4,85,6],[86,4,86,6],[87,4,87,6],[88,4,88,6],[77,4,77,6],[78,4,78,6],[79,4,79,6],[80,4,80,6],[81,4,81,6],[82,4,82,6],[71,4,71,6],[72,4,72,6],[73,4,73,6],[74,4,74,6],[75,4,75,6],[76,4,76,6],[65,4,65,6],[66,4,66,6],[67,4,67,6],[68,4,68,6],[69,4,69,6],[70,4,70,6],[59,4,59,6],[60,4,60,6],[61,4,61,6],[62,4,62,6],[63,4,63,6],[64,4,64,6],[53,4,53,6],[54,4,54,6],[55,4,55,6],[56,4,56,6],[57,4,57,6],[58,4,58,6],[47,4,47,6],[48,4,48,6],[49,4,49,6],[50,4,50,6],[51,4,51,6],[52,4,52,6],[41,4,41,6],[42,4,42,6],[29,4,29,6],[30,4,30,6],[43,4,43,6],[44,4,44,6],[45,4,45,6],[46,4,46,6],[35,4,35,6],[36,4,36,6],[37,4,37,6],[38,4,38,6],[39,4,39,6],[40,4,40,6],[31,4,31,6],[32,4,32,6],[33,4,33,6],[34,4,34,6],[23,4,23,6],[24,4,24,6],[25,4,25,6],[26,4,26,6],[27,4,27,6],[28,4,28,6],[21,4,21,6],[17,4,17,6],[18,4,18,6],[19,4,19,6],[20,4,20,6],[10,1,12,1],[10,2,12,2],[10,3,12,3],[10,4,12,6],[10,7,12,7],[13,4,13,6],[14,4,14,6],[22,4,22,6],[10,10,12,10],[15,4,15,6],[16,4,16,6],[5,19,6,21],[7,17,7,18],[8,17,8,18],[10,15,10,18],[10,21,12,21],[10,8,12,8],[10,9,12,9],[11,28,11,29],[11,24,11,25],[11,26,12,26],[11,15,11,16],[11,17,11,18],[7,24,7,28],[10,12,11,13],[10,14,12,14],[218,4,218,6],[219,4,219,6],[220,4,220,6],[221,4,221,6],[222,4,222,6],[212,4,212,6],[213,4,213,6],[214,4,214,6],[215,4,215,6],[216,4,216,6],[200,4,200,6],[201,4,201,6],[202,4,202,6],[203,4,203,6],[204,4,204,6],[205,4,205,6],[217,4,217,6],[206,4,206,6],[207,4,207,6],[208,4,208,6],[209,4,209,6],[210,4,210,6],[211,4,211,6]]}
[null,null,null,null,null,null,null,null,null,null,null,null,null,null,null,null,null,null,null,null,null,null,null,null,null,null,null,null,null,null,null,null,null,null,null,"冷房","暖房","冷房","暖房"]
[null,null,"色欄については、文字又は数値を入力",null,null,null,null,null,null,null,null,null,null,null,null,null,null,null,null,null,null,null,null,null,null,null,null,"6、７行を隠す",null,null,null,null,null,null,"事務所",{"$f":"'3_床面積'!Z27*'3_床面積'!V27/('3_床面積'!V27+'3_床面積'!W27)","v":1900},{"$f":"'3_床面積'!Z27*'3_床面積'!W27/('3_床面積'!V27+'3_床面積'!W27)","v":950},{"$f":"'3_床面積'!V27","v":800},{"$f":"'3_床面積'!W27","v":400},"←オプション入力シートを参照"]
[null,null,"色欄については、プルダウンメニューから選択",null,null,null,null,null,null,null,null,null,null,null,null,null,null,null,null,null,null,null,null,null,null,null,null,null,null,"■換算係数←メイン入力シートを参照",null,null,null,null,"商業施設（物販）",{"$f":"'3_床面積'!Z28*'3_床面積'!V28/('3_床面積'!V28+'3_床面積'!W28)","v":1968.9230769230769},{"$f":"'3_床面積'!Z28*'3_床面積'!W28/('3_床面積'!V28+'3_床面積'!W28)","v":875.07692307692309},{"$f":"'3_床面積'!V28","v":900},{"$f":"'3_床面積'!W28","v":400}]
[null,null,"色欄については、任意記入とし、文字又は数値を入力",null,null,null,null,null,null,null,null,null,null,null,null,null,null,null,null,null,null,null,null,null,null,"○",null,null,null,"電気","都市ガス","LPG",null,"EHP","商業施設（飲食）",{"$f":"'3_床面積'!Z29*'3_床面積'!V29/('3_床面積'!V29+'3_床面積'!W29)","v":2574},{"$f":"'3_床面積'!Z29*'3_床面積'!W29/('3_床面積'!V29+'3_床面積'!W29)","v":1287},{"$f":"'3_床面積'!V29","v":1000},{"$f":"'3_床面積'!W29","v":500}]
[null,null,"色欄については、入力の間違いや未記入の状態などエラーを示す。",null,null,null,null,null,null,null,null,null,null,null,null,null,null,null,null,null,null,null,null,null,null,null,null,null,null,{"$f":"'2_メイン'!Z20","v":9.76},{"$f":"'2_メイン'!AA20","v":45},{"$f":"'2_メイン'!AC20","v":50.8},null,"GHP","宿泊施設",{"$f":"'3_床面積'!Z30*'3_床面積'!V30/('3_床面積'!V30+'3_床面積'!W30)","v":2322.7272727272725},{"$f":"'3_床面積'!Z30*'3_床面積'!W30/('3_床面積'!V30+'3_床面積'!W30)","v":2787.2727272727275},{"$f":"'3_床面積'!V30","v":1000},{"$f":"'3_床面積'!W30","v":1200}]
[null,null,null,null,null,null,null,null,null,null,null,null,null,null,null,null,null,null,null,null,null,null,null,null,null,null,null,null,null,{"$f":"'2_メイン'!Z19","v":0.48899999999999999},{"$f":"'2_メイン'!AA19","v":2.2440000000000002},{"$f":"'2_メイン'!AC19","v":2.9651656441717793},null,"電算室用","教育施設",{"$f":"'3_床面積'!Z31*'3_床面積'!V31/('3_床面積'!V31+'3_床面積'!W31)","v":888.88888888888891},{"$f":"'3_床面積'!Z31*'3_床面積'!W31/('3_床面積'!V31+'3_床面積'!W31)","v":1111.1111111111111},{"$f":"'3_床面積'!V31","v":400},{"$f":"'3_床面積'!W31","v":500},null,"■都市ガス種別"]
[null,null,null,null,null,null,null,null,null,null,null,null,null,null,null,null,null,null,null,null,null,null,null,null,"CO2","一次エネルギー","電気","都市ガス","LPG","■電算室　全負荷相当運転時間　標準値",null,null,null,null,"医療施設",{"$f":"'3_床面積'!Z32*'3_床面積'!V32/('3_床面積'!V32+'3_床面積'!W32)","v":2689.4736842105262},{"$f":"'3_床面積'!Z32*'3_床面積'!W32/('3_床面積'!V32+'3_床面積'!W32)","v":2420.5263157894738},{"$f":"'3_床面積'!V32","v":1000},{"$f":"'3_床面積'!W32","v":900},null,"中圧ガス","低圧ガス",null,"→ガス種別判定",{"$f":"IF(COUNTIF('5_エネルギー使用量 (都市ガス) '!E12:E111,AO7)>0,AO7,AP7)","v":"低圧ガス"}]
[null,null,null,null,null,null,null,null,null,null,null,null,null,null,null,null,null,null,null,null,null,null,null,null,"撤去",null,null,null,null,2700,"h←全負荷相当運転時間",null,null,null,"文化・娯楽施設",{"$f":"'3_床面積'!Z33*'3_床面積'!V33/('3_床面積'!V33+'3_床面積'!W33)","v":2574},{"$f":"'3_床面積'!Z33*'3_床面積'!W33/('3_床面積'!V33+'3_床面積'!W33)","v":1287},{"$f":"'3_床面積'!V33","v":1000},{"$f":"'3_床面積'!W33","v":500},null,0.95699999999999996,0.96699999999999997]
[null,"高効率パッケージ形空調機の導入（撤去）",null,null,null,null,null,null,null,null,null,null,null,null,null,null,null,null,null,null,null,"No.23",null,null,{"$f":"SUM(V14:V223)","v":0},{"$f":"SUM(W14:W223)","v":0},{"$f":"SUMIF(L14:L223,$AD$4,T14:T223)","v":0},{"$f":"SUMIF(L14:L223,$AE$4,T14:T223)/HLOOKUP(AS7,AO7:AP8,2,FALSE)","v":0},{"$f":"SUMIF(L14:L223,$AF$4,T14:T223)","v":0},8760,"h←運転時間",null,null,null,"その他",{"$f":"'3_床面積'!Z34*'3_床面積'!V34/('3_床面積'!V34+'3_床面積'!W34)","v":1900},{"$f":"'3_床面積'!Z34*'3_床面積'!W34/('3_床面積'!V34+'3_床面積'!W34)","v":950},{"$f":"'3_床面積'!V34","v":800},{"$f":"'3_床面積'!W34","v":400}]
[]
[null,"No.","機器記号","機器名称","室用途",null,null,"種別","冷房\n能力\n[kW]","暖房\n能力\n[kW]","台数","ｴﾈﾙｷﾞｰ\n種別","屋外機1台\n当たりの定格\nエネルギー\n消費量\n[kW]",null,"冷暖房平均COP","年間運転時間[h/年]",null,null,null,"年間\nエネルギー\n消費量\n",null,"年間CO2\n排出量\n[t-CO2/年]","年間一次\nエネルギー\n消費量"]
[null,null,null,null,null,null,null,null,null,null,null,null,null,null,null,"標準値",null,"想定値",null,null,null,null,null,null,"全負荷相当運転時間",null,"容量合計"]
[null,null,null,null,null,null,null,null,null,null,null,null,"冷房","暖房",null,"冷房","暖房","冷房","暖房",null,null,null,null,null,"冷房","暖房"]
[null,1,null,null,null,null,null,null,null,null,null,null,null,null,{"$f":"IF(OR(K14=\"\",AND(M14=\"\",N14=\"\")),\"\",(IF(M14=0,0,I14/M14)+IF(N14=0,0,J14/N14))/(SIGN(M14)+SIGN(N14)))","v":""},{"$f":"IF(H14=\"電算室用\",$AD$9,IF(K14=\"\",\"\",VLOOKUP('23_パッケージ (撤去) '!E14,'23_パッケージ (撤去) '!$AI$2:$AJ$9,2,FALSE)))","v":""},{"$f":"IF(H14=\"電算室用\",\"\",IF(K14=\"\",\"\",VLOOKUP('23_パッケージ (撤去) '!E14,$AI$2:$AK$9,3,FALSE)))","v":""},null,null,{"$f":"IF(L14=\"\",\"\",IF(L14=\"電気\",K14*(M14*Y14+N14*Z14),IF(L14=\"都市ガス\",K14*(M14*Y14+N14*Z14)*3.6/'2_メイン'!$AA$20,K14*(M14*Y14+N14*Z14)*3.6/'2_メイン'!$AC$20)))","v":""},{"$f":"IF(L14=\"\",\"\",IF(L14=\"電気\",\"kWh/年\",IF(L14=\"都市ガス\",\"Nm3/年\",\"kg/年\")))","v":""},{"$f":"IF(T14=\"\",\"\",T14*HLOOKUP(L14,$AD$4:$AF$6,3,FALSE)/1000)","v":""},{"$f":"IF(T14=\"\",\"\",T14*HLOOKUP(L14,$AD$4:$AF$5,2,FALSE))","v":""},null,{"$f":"IFERROR(IF(H14=\"電算室用\",IF(R14=\"\",$AD$8,$AD$8*R14/P14),IF(R14=\"\",P14,R14)/P14*VLOOKUP(E14,$AI$2:$AM$9,4,FALSE)),0)","v":0},{"$f":"IFERROR(IF(H14=\"電算室用\",0,IF(S14=\"\",Q14,S14)/Q14*VLOOKUP(E14,$AI$2:$AM$9,5,FALSE)),0)","v":0},{"$f":"IF(OR(I14=\"\",K14=\"\"),\"\",I14*K14)","v":""}]
[null,2,null,null,null,null,null,null,null,null,null,null,null,null,{"$f":"IF(OR(K15=\"\",AND(M15=\"\",N15=\"\")),\"\",(IF(M15=0,0,I15/M15)+IF(N15=0,0,J15/N15))/(SIGN(M15)+SIGN(N15)))","v":""},{"$f":"IF(H15=\"電算室用\",$AD$9,IF(K15=\"\",\"\",VLOOKUP('23_パッケージ (撤去) '!E15,'23_パッケージ (撤去) '!$AI$2:$AJ$9,2,FALSE)))","v":""},{"$f":"IF(H15=\"電算室用\",\"\",IF(K15=\"\",\"\",VLOOKUP('23_パッケージ (撤去) '!E15,$AI$2:$AK$9,3,FALSE)))","v":""},null,null,{"$f":"IF(L15=\"\",\"\",IF(L15=\"電気\",K15*(M15*Y15+N15*Z15),IF(L15=\"都市ガス\",K15*(M15*Y15+N15*Z15)*3.6/'2_メイン'!$AA$20,K15*(M15*Y15+N15*Z15)*3.6/'2_メイン'!$AC$20)))","v":""},{"$f":"IF(L15=\"\",\"\",IF(L15=\"電気\",\"kWh/年\",IF(L15=\"都市ガス\",\"Nm3/年\",\"kg/年\")))","v":""},"","",null,0,{"$f":"IFERROR(IF(H15=\"電算室用\",0,IF(S15=\"\",Q15,S15)/Q15*VLOOKUP(E15,$AI$2:$AM$9,5,FALSE)),0)","v":0},{"$f":"IF(OR(I15=\"\",K15=\"\"),\"\",I15*K15)","v":""}]
[null,3,null,null,null,null,null,null,null,null,null,null,null,null,"",{"$f":"IF(H16=\"電算室用\",$AD$9,IF(K16=\"\",\"\",VLOOKUP('23_パッケージ (撤去) '!E16,'23_パッケージ (撤去) '!$AI$2:$AJ$9,2,FALSE)))","v":""},{"$f":"IF(H16=\"電算室用\",\"\",IF(K16=\"\",\"\",VLOOKUP('23_パッケージ (撤去) '!E16,$AI$2:$AK$9,3,FALSE)))","v":""},null,null,{"$f":"IF(L16=\"\",\"\",IF(L16=\"電気\",K16*(M16*Y16+N16*Z16),IF(L16=\"都市ガス\",K16*(M16*Y16+N16*Z16)*3.6/'2_メイン'!$AA$20,K16*(M16*Y16+N16*Z16)*3.6/'2_メイン'!$AC$20)))","v":""},"","","",null,0,0,""]
[null,4,null,null,null,null,null,null,null,null,null,null,null,null,"",{"$f":"IF(H17=\"電算室用\",$AD$9,IF(K17=\"\",\"\",VLOOKUP('23_パッケージ (撤去) '!E17,'23_パッケージ (撤去) '!$AI$2:$AJ$9,2,FALSE)))","v":""},{"$f":"IF(H17=\"電算室用\",\"\",IF(K17=\"\",\"\",VLOOKUP('23_パッケージ (撤去) '!E17,$AI$2:$AK$9,3,FALSE)))","v":""},null,null,{"$f":"IF(L17=\"\",\"\",IF(L17=\"電気\",K17*(M17*Y17+N17*Z17),IF(L17=\"都市ガス\",K17*(M17*Y17+N17*Z17)*3.6/'2_メイン'!$AA$20,K17*(M17*Y17+N17*Z17)*3.6/'2_メイン'!$AC$20)))","v":""},"","","",null,0,0,""]
[null,5,null,null,null,null,null,null,null,null,null,null,null,null,"",{"$f":"IF(H18=\"電算室用\",$AD$9,IF(K18=\"\",\"\",VLOOKUP('23_パッケージ (撤去) '!E18,'23_パッケージ (撤去) '!$AI$2:$AJ$9,2,FALSE)))","v":""},{"$f":"IF(H18=\"電算室用\",\"\",IF(K18=\"\",\"\",VLOOKUP('23_パッケージ (撤去) '!E18,$AI$2:$AK$9,3,FALSE)))","v":""},null,null,{"$f":"IF(L18=\"\",\"\",IF(L18=\"電気\",K18*(M18*Y18+N18*Z18),IF(L18=\"都市ガス\",K18*(M18*Y18+N18*Z18)*3.6/'2_メイン'!$AA$20,K18*(M18*Y18+N18*Z18)*3.6/'2_メイン'!$AC$20)))","v":""},"","","",null,0,0,""]
[null,6,null,null,null,null,null,null,null,null,null,null,null,null,"",{"$f":"IF(H19=\"電算室用\",$AD$9,IF(K19=\"\",\"\",VLOOKUP('23_パッケージ (撤去) '!E19,'23_パッケージ (撤去) '!$AI$2:$AJ$9,2,FALSE)))","v":""},{"$f":"IF(H19=\"電算室用\",\"\",IF(K19=\"\",\"\",VLOOKUP('23_パッケージ (撤去) '!E19,$AI$2:$AK$9,3,FALSE)))","v":""},null,null,{"$f":"IF(L19=\"\",\"\",IF(L19=\"電気\",K19*(M19*Y19+N19*Z19),IF(L19=\"都市ガス\",K19*(M19*Y19+N19*Z19)*3.6/'2_メイン'!$AA$20,K19*(M19*Y19+N19*Z19)*3.6/'2_メイン'!$AC$20)))","v":""},"","","",null,0,0,""]
[null,7,null,null,null,null,null,null,null,null,null,null,null,null,"",{"$f":"IF(H20=\"電算室用\",$AD$9,IF(K20=\"\",\"\",VLOOKUP('23_パッケージ (撤去) '!E20,'23_パッケージ (撤去) '!$AI$2:$AJ$9,2,FALSE)))","v":""},{"$f":"IF(H20=\"電算室用\",\"\",IF(K20=\"\",\"\",VLOOKUP('23_パッケージ (撤去) '!E20,$AI$2:$AK$9,3,FALSE)))","v":""},null,null,{"$f":"IF(L20=\"\",\"\",IF(L20=\"電気\",K20*(M20*Y20+N20*Z20),IF(L20=\"都市ガス\",K20*(M20*Y20+N20*Z20)*3.6/'2_メイン'!$AA$20,K20*(M20*Y20+N20*Z20)*3.6/'2_メイン'!$AC$20)))","v":""},"","","",null,0,0,""]
[null,8,null,null,null,null,null,null,null,null,null,null,null,null,"",{"$f":"IF(H21=\"電算室用\",$AD$9,IF(K21=\"\",\"\",VLOOKUP('23_パッケージ (撤去) '!E21,'23_パッケージ (撤去) '!$AI$2:$AJ$9,2,FALSE)))","v":""},{"$f":"IF(H21=\"電算室用\",\"\",IF(K21=\"\",\"\",VLOOKUP('23_パッケージ (撤去) '!E21,$AI$2:$AK$9,3,FALSE)))","v":""},null,null,{"$f":"IF(L21=\"\",\"\",IF(L21=\"電気\",K21*(M21*Y21+N21*Z21),IF(L21=\"都市ガス\",K21*(M21*Y21+N21*Z21)*3.6/'2_メイン'!$AA$20,K21*(M21*Y21+N21*Z21)*3.6/'2_メイン'!$AC$20)))","v":""},"","","",null,0,0,""]
[null,9,null,null,null,null,null,null,null,null,null,null,null,null,"",{"$f":"IF(H22=\"電算室用\",$AD$9,IF(K22=\"\",\"\",VLOOKUP('23_パッケージ (撤去) '!E22,'23_パッケージ (撤去) '!$AI$2:$AJ$9,2,FALSE)))","v":""},{"$f":"IF(H22=\"電算室用\",\"\",IF(K22=\"\",\"\",VLOOKUP('23_パッケージ (撤去) '!E22,$AI$2:$AK$9,3,FALSE)))","v":""},null,null,{"$f":"IF(L22=\"\",\"\",IF(L22=\"電気\",K22*(M22*Y22+N22*Z22),IF(L22=\"都市ガス\",K22*(M22*Y22+N22*Z22)*3.6/'2_メイン'!$AA$20,K22*(M22*Y22+N22*Z22)*3.6/'2_メイン'!$AC$20)))","v":""},"","","",null,0,0,""]
[null,10,null,null,null,null,null,null,null,null,null,null,null,null,"",{"$f":"IF(H23=\"電算室用\",$AD$9,IF(K23=\"\",\"\",VLOOKUP('23_パッケージ (撤去) '!E23,'23_パッケージ (撤去) '!$AI$2:$AJ$9,2,FALSE)))","v":""},{"$f":"IF(H23=\"電算室用\",\"\",IF(K23=\"\",\"\",VLOOKUP('23_パッケージ (撤去) '!E23,$AI$2:$AK$9,3,FALSE)))","v":""},null,null,{"$f":"IF(L23=\"\",\"\",IF(L23=\"電気\",K23*(M23*Y23+N23*Z23),IF(L23=\"都市ガス\",K23*(M23*Y23+N23*Z23)*3.6/'2_メイン'!$AA$20,K23*(M23*Y23+N23*Z23)*3.6/'2_メイン'!$AC$20)))","v":""},"","","",null,0,0,""]
[null,11,null,null,null,null,null,null,null,null,null,null,null,null,"",{"$f":"IF(H24=\"電算室用\",$AD$9,IF(K24=\"\",\"\",VLOOKUP('23_パッケージ (撤去) '!E24,'23_パッケージ (撤去) '!$AI$2:$AJ$9,2,FALSE)))","v":""},{"$f":"IF(H24=\"電算室用\",\"\",IF(K24=\"\",\"\",VLOOKUP('23_パッケージ (撤去) '!E24,$AI$2:$AK$9,3,FALSE)))","v":""},null,null,{"$f":"IF(L24=\"\",\"\",IF(L24=\"電気\",K24*(M24*Y24+N24*Z24),IF(L24=\"都市ガス\",K24*(M24*Y24+N24*Z24)*3.6/'2_メイン'!$AA$20,K24*(M24*Y24+N24*Z24)*3.6/'2_メイン'!$AC$20)))","v":""},"","","",null,0,0,""]
[null,12,null,null,null,null,null,null,null,null,null,null,null,null,"",{"$f":"IF(H25=\"電算室用\",$AD$9,IF(K25=\"\",\"\",VLOOKUP('23_パッケージ (撤去) '!E25,'23_パッケージ (撤去) '!$AI$2:$AJ$9,2,FALSE)))","v":""},{"$f":"IF(H25=\"電算室用\",\"\",IF(K25=\"\",\"\",VLOOKUP('23_パッケージ (撤去) '!E25,$AI$2:$AK$9,3,FALSE)))","v":""},null,null,{"$f":"IF(L25=\"\",\"\",IF(L25=\"電気\",K25*(M25*Y25+N25*Z25),IF(L25=\"都市ガス\",K25*(M25*Y25+N25*Z25)*3.6/'2_メイン'!$AA$20,K25*(M25*Y25+N25*Z25)*3.6/'2_メイン'!$AC$20)))","v":""},"","","",null,0,0,""]
[null,13,null,null,null,null,null,null,null,null,null,null,null,null,"",{"$f":"IF(H26=\"電算室用\",$AD$9,IF(K26=\"\",\"\",VLOOKUP('23_パッケージ (撤去) '!E26,'23_パッケージ (撤去) '!$AI$2:$AJ$9,2,FALSE)))","v":""},{"$f":"IF(H26=\"電算室用\",\"\",IF(K26=\"\",\"\",VLOOKUP('23_パッケージ (撤去) '!E26,$AI$2:$AK$9,3,FALSE)))","v":""},null,null,{"$f":"IF(L26=\"\",\"\",IF(L26=\"電気\",K26*(M26*Y26+N26*Z26),IF(L26=\"都市ガス\",K26*(M26*Y26+N26*Z26)*3.6/'2_メイン'!$AA$20,K26*(M26*Y26+N26*Z26)*3.6/'2_メイン'!$AC$20)))","v":""},"","","",null,0,0,""]
[null,14,null,null,null,null,null,null,null,null,null,null,null,null,"",{"$f":"IF(H27=\"電算室用\",$AD$9,IF(K27=\"\",\"\",VLOOKUP('23_パッケージ (撤去) '!E27,'23_パッケージ (撤去) '!$AI$2:$AJ$9,2,FALSE)))","v":""},{"$f":"IF(H27=\"電算室用\",\"\",IF(K27=\"\",\"\",VLOOKUP('23_パッケージ (撤去) '!E27,$AI$2:$AK$9,3,FALSE)))","v":""},null,null,{"$f":"IF(L27=\"\",\"\",IF(L27=\"電気\",K27*(M27*Y27+N27*Z27),IF(L27=\"都市ガス\",K27*(M27*Y27+N27*Z27)*3.6/'2_メイン'!$AA$20,K27*(M27*Y27+N27*Z27)*3.6/'2_メイン'!$AC$20)))","v":""},"","","",null,0,0,""]
[null,15,null,null,null,null,null,null,null,null,null,null,null,null,"",{"$f":"IF(H28=\"電算室用\",$AD$9,IF(K28=\"\",\"\",VLOOKUP('23_パッケージ (撤去) '!E28,'23_パッケージ (撤去) '!$AI$2:$AJ$9,2,FALSE)))","v":""},{"$f":"IF(H28=\"電算室用\",\"\",IF(K28=\"\",\"\",VLOOKUP('23_パッケージ (撤去) '!E28,$AI$2:$AK$9,3,FALSE)))","v":""},null,null,{"$f":"IF(L28=\"\",\"\",IF(L28=\"電気\",K28*(M28*Y28+N28*Z28),IF(L28=\"都市ガス\",K28*(M28*Y28+N28*Z28)*3.6/'2_メイン'!$AA$20,K28*(M28*Y28+N28*Z28)*3.6/'2_メイン'!$AC$20)))","v":""},"","","",null,0,0,""]
[null,16,null,null,null,null,null,null,null,null,null,null,null,null,"",{"$f":"IF(H29=\"電算室用\",$AD$9,IF(K29=\"\",\"\",VLOOKUP('23_パッケージ (撤去) '!E29,'23_パッケージ (撤去) '!$AI$2:$AJ$9,2,FALSE)))","v":""},{"$f":"IF(H29=\"電算室用\",\"\",IF(K29=\"\",\"\",VLOOKUP('23_パッケージ (撤去) '!E29,$AI$2:$AK$9,3,FALSE)))","v":""},null,null,{"$f":"IF(L29=\"\",\"\",IF(L29=\"電気\",K29*(M29*Y29+N29*Z29),IF(L29=\"都市ガス\",K29*(M29*Y29+N29*Z29)*3.6/'2_メイン'!$AA$20,K29*(M29*Y29+N29*Z29)*3.6/'2_メイン'!$AC$20)))","v":""},"","","",null,0,0,""]
[null,17,null,null,null,null,null,null,null,null,null,null,null,null,"",{"$f":"IF(H30=\"電算室用\",$AD$9,IF(K30=\"\",\"\",VLOOKUP('23_パッケージ (撤去) '!E30,'23_パッケージ (撤去) '!$AI$2:$AJ$9,2,FALSE)))","v":""},{"$f":"IF(H30=\"電算室用\",\"\",IF(K30=\"\",\"\",VLOOKUP('23_パッケージ (撤去) '!E30,$AI$2:$AK$9,3,FALSE)))","v":""},null,null,{"$f":"IF(L30=\"\",\"\",IF(L30=\"電気\",K30*(M30*Y30+N30*Z30),IF(L30=\"都市ガス\",K30*(M30*Y30+N30*Z30)*3.6/'2_メイン'!$AA$20,K30*(M30*Y30+N30*Z30)*3.6/'2_メイン'!$AC$20)))","v":""},"","","",null,0,0,""]
[null,18,null,null,null,null,null,null,null,null,null,null,null,null,"",{"$f":"IF(H31=\"電算室用\",$AD$9,IF(K31=\"\",\"\",VLOOKUP('23_パッケージ (撤去) '!E31,'23_パッケージ (撤去) '!$AI$2:$AJ$9,2,FALSE)))","v":""},{"$f":"IF(H31=\"電算室用\",\"\",IF(K31=\"\",\"\",VLOOKUP('23_パッケージ (撤去) '!E31,$AI$2:$AK$9,3,FALSE)))","v":""},null,null,{"$f":"IF(L31=\"\",\"\",IF(L31=\"電気\",K31*(M31*Y31+N31*Z31),IF(L31=\"都市ガス\",K31*(M31*Y31+N31*Z31)*3.6/'2_メイン'!$AA$20,K31*(M31*Y31+N31*Z31)*3.6/'2_メイン'!$AC$20)))","v":""},"","","",null,0,0,""]
[null,19,null,null,null,null,null,null,null,null,null,null,null,null,"",{"$f":"IF(H32=\"電算室用\",$AD$9,IF(K32=\"\",\"\",VLOOKUP('23_パッケージ (撤去) '!E32,'23_パッケージ (撤去) '!$AI$2:$AJ$9,2,FALSE)))","v":""},{"$f":"IF(H32=\"電算室用\",\"\",IF(K32=\"\",\"\",VLOOKUP('23_パッケージ (撤去) '!E32,$AI$2:$AK$9,3,FALSE)))","v":""},null,null,{"$f":"IF(L32=\"\",\"\",IF(L32=\"電気\",K32*(M32*Y32+N32*Z32),IF(L32=\"都市ガス\",K32*(M32*Y32+N32*Z32)*3.6/'2_メイン'!$AA$20,K32*(M32*Y32+N32*Z32)*3.6/'2_メイン'!$AC$20)))","v":""},"","","",null,0,0,""]
[null,20,null,null,null,null,null,null,null,null,null,null,null,null,"",{"$f":"IF(H33=\"電算室用\",$AD$9,IF(K33=\"\",\"\",VLOOKUP('23_パッケージ (撤去) '!E33,'23_パッケージ (撤去) '!$AI$2:$AJ$9,2,FALSE)))","v":""},{"$f":"IF(H33=\"電算室用\",\"\",IF(K33=\"\",\"\",VLOOKUP('23_パッケージ (撤去) '!E33,$AI$2:$AK$9,3,FALSE)))","v":""},null,null,{"$f":"IF(L33=\"\",\"\",IF(L33=\"電気\",K33*(M33*Y33+N33*Z33),IF(L33=\"都市ガス\",K33*(M33*Y33+N33*Z33)*3.6/'2_メイン'!$AA$20,K33*(M33*Y33+N33*Z33)*3.6/'2_メイン'!$AC$20)))","v":""},"","","",null,0,0,""]
[null,21,null,null,null,null,null,null,null,null,null,null,null,null,"",{"$f":"IF(H34=\"電算室用\",$AD$9,IF(K34=\"\",\"\",VLOOKUP('23_パッケージ (撤去) '!E34,'23_パッケージ (撤去) '!$AI$2:$AJ$9,2,FALSE)))","v":""},{"$f":"IF(H34=\"電算室用\",\"\",IF(K34=\"\",\"\",VLOOKUP('23_パッケージ (撤去) '!E34,$AI$2:$AK$9,3,FALSE)))","v":""},null,null,{"$f":"IF(L34=\"\",\"\",IF(L34=\"電気\",K34*(M34*Y34+N34*Z34),IF(L34=\"都市ガス\",K34*(M34*Y34+N34*Z34)*3.6/'2_メイン'!$AA$20,K34*(M34*Y34+N34*Z34)*3.6/'2_メイン'!$AC$20)))","v":""},"","","",null,0,0,""]
[null,22,null,null,null,null,null,null,null,null,null,null,null,null,"",{"$f":"IF(H35=\"電算室用\",$AD$9,IF(K35=\"\",\"\",VLOOKUP('23_パッケージ (撤去) '!E35,'23_パッケージ (撤去) '!$AI$2:$AJ$9,2,FALSE)))","v":""},{"$f":"IF(H35=\"電算室用\",\"\",IF(K35=\"\",\"\",VLOOKUP('23_パッケージ (撤去) '!E35,$AI$2:$AK$9,3,FALSE)))","v":""},null,null,{"$f":"IF(L35=\"\",\"\",IF(L35=\"電気\",K35*(M35*Y35+N35*Z35),IF(L35=\"都市ガス\",K35*(M35*Y35+N35*Z35)*3.6/'2_メイン'!$AA$20,K35*(M35*Y35+N35*Z35)*3.6/'2_メイン'!$AC$20)))","v":""},"","","",null,0,0,""]
[null,23,null,null,null,null,null,null,null,null,null,null,null,null,"",{"$f":"IF(H36=\"電算室用\",$AD$9,IF(K36=\"\",\"\",VLOOKUP('23_パッケージ (撤去) '!E36,'23_パッケージ (撤去) '!$AI$2:$AJ$9,2,FALSE)))","v":""},{"$f":"IF(H36=\"電算室用\",\"\",IF(K36=\"\",\"\",VLOOKUP('23_パッケージ (撤去) '!E36,$AI$2:$AK$9,3,FALSE)))","v":""},null,null,{"$f":"IF(L36=\"\",\"\",IF(L36=\"電気\",K36*(M36*Y36+N36*Z36),IF(L36=\"都市ガス\",K36*(M36*Y36+N36*Z36)*3.6/'2_メイン'!$AA$20,K36*(M36*Y36+N36*Z36)*3.6/'2_メイン'!$AC$20)))","v":""},"","","",null,0,0,""]
[null,24,null,null,null,null,null,null,null,null,null,null,null,null,"",{"$f":"IF(H37=\"電算室用\",$AD$9,IF(K37=\"\",\"\",VLOOKUP('23_パッケージ (撤去) '!E37,'23_パッケージ (撤去) '!$AI$2:$AJ$9,2,FALSE)))","v":""},{"$f":"IF(H37=\"電算室用\",\"\",IF(K37=\"\",\"\",VLOOKUP('23_パッケージ (撤去) '!E37,$AI$2:$AK$9,3,FALSE)))","v":""},null,null,{"$f":"IF(L37=\"\",\"\",IF(L37=\"電気\",K37*(M37*Y37+N37*Z37),IF(L37=\"都市ガス\",K37*(M37*Y37+N37*Z37)*3.6/'2_メイン'!$AA$20,K37*(M37*Y37+N37*Z37)*3.6/'2_メイン'!$AC$20)))","v":""},"","","",null,0,0,""]
[null,25,null,null,null,null,null,null,null,null,null,null,null,null,"",{"$f":"IF(H38=\"電算室用\",$AD$9,IF(K38=\"\",\"\",VLOOKUP('23_パッケージ (撤去) '!E38,'23_パッケージ (撤去) '!$AI$2:$AJ$9,2,FALSE)))","v":""},{"$f":"IF(H38=\"電算室用\",\"\",IF(K38=\"\",\"\",VLOOKUP('23_パッケージ (撤去) '!E38,$AI$2:$AK$9,3,FALSE)))","v":""},null,null,{"$f":"IF(L38=\"\",\"\",IF(L38=\"電気\",K38*(M38*Y38+N38*Z38),IF(L38=\"都市ガス\",K38*(M38*Y38+N38*Z38)*3.6/'2_メイン'!$AA$20,K38*(M38*Y38+N38*Z38)*3.6/'2_メイン'!$AC$20)))","v":""},"","","",null,0,0,""]
[null,26,null,null,null,null,null,null,null,null,null,null,null,null,"",{"$f":"IF(H39=\"電算室用\",$AD$9,IF(K39=\"\",\"\",VLOOKUP('23_パッケージ (撤去) '!E39,'23_パッケージ (撤去) '!$AI$2:$AJ$9,2,FALSE)))","v":""},{"$f":"IF(H39=\"電算室用\",\"\",IF(K39=\"\",\"\",VLOOKUP('23_パッケージ (撤去) '!E39,$AI$2:$AK$9,3,FALSE)))","v":""},null,null,{"$f":"IF(L39=\"\",\"\",IF(L39=\"電気\",K39*(M39*Y39+N39*Z39),IF(L39=\"都市ガス\",K39*(M39*Y39+N39*Z39)*3.6/'2_メイン'!$AA$20,K39*(M39*Y39+N39*Z39)*3.6/'2_メイン'!$AC$20)))","v":""},"","","",null,0,0,""]
[null,27,null,null,null,null,null,null,null,null,null,null,null,null,"",{"$f":"IF(H40=\"電算室用\",$AD$9,IF(K40=\"\",\"\",VLOOKUP('23_パッケージ (撤去) '!E40,'23_パッケージ (撤去) '!$AI$2:$AJ$9,2,FALSE)))","v":""},{"$f":"IF(H40=\"電算室用\",\"\",IF(K40=\"\",\"\",VLOOKUP('23_パッケージ (撤去) '!E40,$AI$2:$AK$9,3,FALSE)))","v":""},null,null,{"$f":"IF(L40=\"\",\"\",IF(L40=\"電気\",K40*(M40*Y40+N40*Z40),IF(L40=\"都市ガス\",K40*(M40*Y40+N40*Z40)*3.6/'2_メイン'!$AA$20,K40*(M40*Y40+N40*Z40)*3.6/'2_メイン'!$AC$20)))","v":""},"","","",null,0,0,""]
[null,28,null,null,null,null,null,null,null,null,null,null,null,null,"",{"$f":"IF(H41=\"電算室用\",$AD$9,IF(K41=\"\",\"\",VLOOKUP('23_パッケージ (撤去) '!E41,'23_パッケージ (撤去) '!$AI$2:$AJ$9,2,FALSE)))","v":""},{"$f":"IF(H41=\"電算室用\",\"\",IF(K41=\"\",\"\",VLOOKUP('23_パッケージ (撤去) '!E41,$AI$2:$AK$9,3,FALSE)))","v":""},null,null,{"$f":"IF(L41=\"\",\"\",IF(L41=\"電気\",K41*(M41*Y41+N41*Z41),IF(L41=\"都市ガス\",K41*(M41*Y41+N41*Z41)*3.6/'2_メイン'!$AA$20,K41*(M41*Y41+N41*Z41)*3.6/'2_メイン'!$AC$20)))","v":""},"","","",null,0,0,""]
[null,29,null,null,null,null,null,null,null,null,null,null,null,null,"",{"$f":"IF(H42=\"電算室用\",$AD$9,IF(K42=\"\",\"\",VLOOKUP('23_パッケージ (撤去) '!E42,'23_パッケージ (撤去) '!$AI$2:$AJ$9,2,FALSE)))","v":""},{"$f":"IF(H42=\"電算室用\",\"\",IF(K42=\"\",\"\",VLOOKUP('23_パッケージ (撤去) '!E42,$AI$2:$AK$9,3,FALSE)))","v":""},null,null,{"$f":"IF(L42=\"\",\"\",IF(L42=\"電気\",K42*(M42*Y42+N42*Z42),IF(L42=\"都市ガス\",K42*(M42*Y42+N42*Z42)*3.6/'2_メイン'!$AA$20,K42*(M42*Y42+N42*Z42)*3.6/'2_メイン'!$AC$20)))","v":""},"","","",null,0,0,""]
[null,30,null,null,null,null,null,null,null,null,null,null,null,null,"",{"$f":"IF(H43=\"電算室用\",$AD$9,IF(K43=\"\",\"\",VLOOKUP('23_パッケージ (撤去) '!E43,'23_パッケージ (撤去) '!$AI$2:$AJ$9,2,FALSE)))","v":""},{"$f":"IF(H43=\"電算室用\",\"\",IF(K43=\"\",\"\",VLOOKUP('23_パッケージ (撤去) '!E43,$AI$2:$AK$9,3,FALSE)))","v":""},null,null,{"$f":"IF(L43=\"\",\"\",IF(L43=\"電気\",K43*(M43*Y43+N43*Z43),IF(L43=\"都市ガス\",K43*(M43*Y43+N43*Z43)*3.6/'2_メイン'!$AA$20,K43*(M43*Y43+N43*Z43)*3.6/'2_メイン'!$AC$20)))","v":""},"","","",null,0,0,""]
[null,31,null,null,null,null,null,null,null,null,null,null,null,null,"",{"$f":"IF(H44=\"電算室用\",$AD$9,IF(K44=\"\",\"\",VLOOKUP('23_パッケージ (撤去) '!E44,'23_パッケージ (撤去) '!$AI$2:$AJ$9,2,FALSE)))","v":""},{"$f":"IF(H44=\"電算室用\",\"\",IF(K44=\"\",\"\",VLOOKUP('23_パッケージ (撤去) '!E44,$AI$2:$AK$9,3,FALSE)))","v":""},null,null,{"$f":"IF(L44=\"\",\"\",IF(L44=\"電気\",K44*(M44*Y44+N44*Z44),IF(L44=\"都市ガス\",K44*(M44*Y44+N44*Z44)*3.6/'2_メイン'!$AA$20,K44*(M44*Y44+N44*Z44)*3.6/'2_メイン'!$AC$20)))","v":""},"","","",null,0,0,""]
[null,32,null,null,null,null,null,null,null,null,null,null,null,null,"",{"$f":"IF(H45=\"電算室用\",$AD$9,IF(K45=\"\",\"\",VLOOKUP('23_パッケージ (撤去) '!E45,'23_パッケージ (撤去) '!$AI$2:$AJ$9,2,FALSE)))","v":""},{"$f":"IF(H45=\"電算室用\",\"\",IF(K45=\"\",\"\",VLOOKUP('23_パッケージ (撤去) '!E45,$AI$2:$AK$9,3,FALSE)))","v":""},null,null,{"$f":"IF(L45=\"\",\"\",IF(L45=\"電気\",K45*(M45*Y45+N45*Z45),IF(L45=\"都市ガス\",K45*(M45*Y45+N45*Z45)*3.6/'2_メイン'!$AA$20,K45*(M45*Y45+N45*Z45)*3.6/'2_メイン'!$AC$20)))","v":""},"","","",null,0,0,""]
[null,33,null,null,null,null,null,null,null,null,null,null,null,null,{"$f":"IF(OR(K46=\"\",AND(M46=\"\",N46=\"\")),\"\",(IF(M46=0,0,I46/M46)+IF(N46=0,0,J46/N46))/(SIGN(M46)+SIGN(N46)))","v":""},{"$f":"IF(H46=\"電算室用\",$AD$9,IF(K46=\"\",\"\",VLOOKUP('23_パッケージ (撤去) '!E46,'23_パッケージ (撤去) '!$AI$2:$AJ$9,2,FALSE)))","v":""},{"$f":"IF(H46=\"電算室用\",\"\",IF(K46=\"\",\"\",VLOOKUP('23_パッケージ (撤去) '!E46,$AI$2:$AK$9,3,FALSE)))","v":""},null,null,{"$f":"IF(L46=\"\",\"\",IF(L46=\"電気\",K46*(M46*Y46+N46*Z46),IF(L46=\"都市ガス\",K46*(M46*Y46+N46*Z46)*3.6/'2_メイン'!$AA$20,K46*(M46*Y46+N46*Z46)*3.6/'2_メイン'!$AC$20)))","v":""},"","","",null,0,0,""]
[null,34,null,null,null,null,null,null,null,null,null,null,null,null,"",{"$f":"IF(H47=\"電算室用\",$AD$9,IF(K47=\"\",\"\",VLOOKUP('23_パッケージ (撤去) '!E47,'23_パッケージ (撤去) '!$AI$2:$AJ$9,2,FALSE)))","v":""},{"$f":"IF(H47=\"電算室用\",\"\",IF(K47=\"\",\"\",VLOOKUP('23_パッケージ (撤去) '!E47,$AI$2:$AK$9,3,FALSE)))","v":""},null,null,{"$f":"IF(L47=\"\",\"\",IF(L47=\"電気\",K47*(M47*Y47+N47*Z47),IF(L47=\"都市ガス\",K47*(M47*Y47+N47*Z47)*3.6/'2_メイン'!$AA$20,K47*(M47*Y47+N47*Z47)*3.6/'2_メイン'!$AC$20)))","v":""},"","","",null,0,0,""]
[null,35,null,null,null,null,null,null,null,null,null,null,null,null,"",{"$f":"IF(H48=\"電算室用\",$AD$9,IF(K48=\"\",\"\",VLOOKUP('23_パッケージ (撤去) '!E48,'23_パッケージ (撤去) '!$AI$2:$AJ$9,2,FALSE)))","v":""},{"$f":"IF(H48=\"電算室用\",\"\",IF(K48=\"\",\"\",VLOOKUP('23_パッケージ (撤去) '!E48,$AI$2:$AK$9,3,FALSE)))","v":""},null,null,{"$f":"IF(L48=\"\",\"\",IF(L48=\"電気\",K48*(M48*Y48+N48*Z48),IF(L48=\"都市ガス\",K48*(M48*Y48+N48*Z48)*3.6/'2_メイン'!$AA$20,K48*(M48*Y48+N48*Z48)*3.6/'2_メイン'!$AC$20)))","v":""},"","","",null,0,0,""]
[null,36,null,null,null,null,null,null,null,null,null,null,null,null,"",{"$f":"IF(H49=\"電算室用\",$AD$9,IF(K49=\"\",\"\",VLOOKUP('23_パッケージ (撤去) '!E49,'23_パッケージ (撤去) '!$AI$2:$AJ$9,2,FALSE)))","v":""},{"$f":"IF(H49=\"電算室用\",\"\",IF(K49=\"\",\"\",VLOOKUP('23_パッケージ (撤去) '!E49,$AI$2:$AK$9,3,FALSE)))","v":""},null,null,{"$f":"IF(L49=\"\",\"\",IF(L49=\"電気\",K49*(M49*Y49+N49*Z49),IF(L49=\"都市ガス\",K49*(M49*Y49+N49*Z49)*3.6/'2_メイン'!$AA$20,K49*(M49*Y49+N49*Z49)*3.6/'2_メイン'!$AC$20)))","v":""},"","","",null,0,0,""]
[null,37,null,null,null,null,null,null,null,null,null,null,null,null,"",{"$f":"IF(H50=\"電算室用\",$AD$9,IF(K50=\"\",\"\",VLOOKUP('23_パッケージ (撤去) '!E50,'23_パッケージ (撤去) '!$AI$2:$AJ$9,2,FALSE)))","v":""},{"$f":"IF(H50=\"電算室用\",\"\",IF(K50=\"\",\"\",VLOOKUP('23_パッケージ (撤去) '!E50,$AI$2:$AK$9,3,FALSE)))","v":""},null,null,{"$f":"IF(L50=\"\",\"\",IF(L50=\"電気\",K50*(M50*Y50+N50*Z50),IF(L50=\"都市ガス\",K50*(M50*Y50+N50*Z50)*3.6/'2_メイン'!$AA$20,K50*(M50*Y50+N50*Z50)*3.6/'2_メイン'!$AC$20)))","v":""},"","","",null,0,0,""]
[null,38,null,null,null,null,null,null,null,null,null,null,null,null,"",{"$f":"IF(H51=\"電算室用\",$AD$9,IF(K51=\"\",\"\",VLOOKUP('23_パッケージ (撤去) '!E51,'23_パッケージ (撤去) '!$AI$2:$AJ$9,2,FALSE)))","v":""},{"$f":"IF(H51=\"電算室用\",\"\",IF(K51=\"\",\"\",VLOOKUP('23_パッケージ (撤去) '!E51,$AI$2:$AK$9,3,FALSE)))","v":""},null,null,{"$f":"IF(L51=\"\",\"\",IF(L51=\"電気\",K51*(M51*Y51+N51*Z51),IF(L51=\"都市ガス\",K51*(M51*Y51+N51*Z51)*3.6/'2_メイン'!$AA$20,K51*(M51*Y51+N51*Z51)*3.6/'2_メイン'!$AC$20)))","v":""},"","","",null,0,0,""]
[null,39,null,null,null,null,null,null,null,null,null,null,null,null,"",{"$f":"IF(H52=\"電算室用\",$AD$9,IF(K52=\"\",\"\",VLOOKUP('23_パッケージ (撤去) '!E52,'23_パッケージ (撤去) '!$AI$2:$AJ$9,2,FALSE)))","v":""},{"$f":"IF(H52=\"電算室用\",\"\",IF(K52=\"\",\"\",VLOOKUP('23_パッケージ (撤去) '!E52,$AI$2:$AK$9,3,FALSE)))","v":""},null,null,{"$f":"IF(L52=\"\",\"\",IF(L52=\"電気\",K52*(M52*Y52+N52*Z52),IF(L52=\"都市ガス\",K52*(M52*Y52+N52*Z52)*3.6/'2_メイン'!$AA$20,K52*(M52*Y52+N52*Z52)*3.6/'2_メイン'!$AC$20)))","v":""},"","","",null,0,0,""]
[null,40,null,null,null,null,null,null,null,null,null,null,null,null,"",{"$f":"IF(H53=\"電算室用\",$AD$9,IF(K53=\"\",\"\",VLOOKUP('23_パッケージ (撤去) '!E53,'23_パッケージ (撤去) '!$AI$2:$AJ$9,2,FALSE)))","v":""},{"$f":"IF(H53=\"電算室用\",\"\",IF(K53=\"\",\"\",VLOOKUP('23_パッケージ (撤去) '!E53,$AI$2:$AK$9,3,FALSE)))","v":""},null,null,{"$f":"IF(L53=\"\",\"\",IF(L53=\"電気\",K53*(M53*Y53+N53*Z53),IF(L53=\"都市ガス\",K53*(M53*Y53+N53*Z53)*3.6/'2_メイン'!$AA$20,K53*(M53*Y53+N53*Z53)*3.6/'2_メイン'!$AC$20)))","v":""},"","","",null,0,0,""]
[null,41,null,null,null,null,null,null,null,null,null,null,null,null,"",{"$f":"IF(H54=\"電算室用\",$AD$9,IF(K54=\"\",\"\",VLOOKUP('23_パッケージ (撤去) '!E54,'23_パッケージ (撤去) '!$AI$2:$AJ$9,2,FALSE)))","v":""},{"$f":"IF(H54=\"電算室用\",\"\",IF(K54=\"\",\"\",VLOOKUP('23_パッケージ (撤去) '!E54,$AI$2:$AK$9,3,FALSE)))","v":""},null,null,{"$f":"IF(L54=\"\",\"\",IF(L54=\"電気\",K54*(M54*Y54+N54*Z54),IF(L54=\"都市ガス\",K54*(M54*Y54+N54*Z54)*3.6/'2_メイン'!$AA$20,K54*(M54*Y54+N54*Z54)*3.6/'2_メイン'!$AC$20)))","v":""},"","","",null,0,0,""]
[null,42,null,null,null,null,null,null,null,null,null,null,null,null,"",{"$f":"IF(H55=\"電算室用\",$AD$9,IF(K55=\"\",\"\",VLOOKUP('23_パッケージ (撤去) '!E55,'23_パッケージ (撤去) '!$AI$2:$AJ$9,2,FALSE)))","v":""},{"$f":"IF(H55=\"電算室用\",\"\",IF(K55=\"\",\"\",VLOOKUP('23_パッケージ (撤去) '!E55,$AI$2:$AK$9,3,FALSE)))","v":""},null,null,{"$f":"IF(L55=\"\",\"\",IF(L55=\"電気\",K55*(M55*Y55+N55*Z55),IF(L55=\"都市ガス\",K55*(M55*Y55+N55*Z55)*3.6/'2_メイン'!$AA$20,K55*(M55*Y55+N55*Z55)*3.6/'2_メイン'!$AC$20)))","v":""},"","","",null,0,0,""]
[null,43,null,null,null,null,null,null,null,null,null,null,null,null,"",{"$f":"IF(H56=\"電算室用\",$AD$9,IF(K56=\"\",\"\",VLOOKUP('23_パッケージ (撤去) '!E56,'23_パッケージ (撤去) '!$AI$2:$AJ$9,2,FALSE)))","v":""},{"$f":"IF(H56=\"電算室用\",\"\",IF(K56=\"\",\"\",VLOOKUP('23_パッケージ (撤去) '!E56,$AI$2:$AK$9,3,FALSE)))","v":""},null,null,{"$f":"IF(L56=\"\",\"\",IF(L56=\"電気\",K56*(M56*Y56+N56*Z56),IF(L56=\"都市ガス\",K56*(M56*Y56+N56*Z56)*3.6/'2_メイン'!$AA$20,K56*(M56*Y56+N56*Z56)*3.6/'2_メイン'!$AC$20)))","v":""},"","","",null,0,0,""]
[null,44,null,null,null,null,null,null,null,null,null,null,null,null,"",{"$f":"IF(H57=\"電算室用\",$AD$9,IF(K57=\"\",\"\",VLOOKUP('23_パッケージ (撤去) '!E57,'23_パッケージ (撤去) '!$AI$2:$AJ$9,2,FALSE)))","v":""},{"$f":"IF(H57=\"電算室用\",\"\",IF(K57=\"\",\"\",VLOOKUP('23_パッケージ (撤去) '!E57,$AI$2:$AK$9,3,FALSE)))","v":""},null,null,{"$f":"IF(L57=\"\",\"\",IF(L57=\"電気\",K57*(M57*Y57+N57*Z57),IF(L57=\"都市ガス\",K57*(M57*Y57+N57*Z57)*3.6/'2_メイン'!$AA$20,K57*(M57*Y57+N57*Z57)*3.6/'2_メイン'!$AC$20)))","v":""},"","","",null,0,0,""]
[null,45,null,null,null,null,null,null,null,null,null,null,null,null,"",{"$f":"IF(H58=\"電算室用\",$AD$9,IF(K58=\"\",\"\",VLOOKUP('23_パッケージ (撤去) '!E58,'23_パッケージ (撤去) '!$AI$2:$AJ$9,2,FALSE)))","v":""},{"$f":"IF(H58=\"電算室用\",\"\",IF(K58=\"\",\"\",VLOOKUP('23_パッケージ (撤去) '!E58,$AI$2:$AK$9,3,FALSE)))","v":""},null,null,{"$f":"IF(L58=\"\",\"\",IF(L58=\"電気\",K58*(M58*Y58+N58*Z58),IF(L58=\"都市ガス\",K58*(M58*Y58+N58*Z58)*3.6/'2_メイン'!$AA$20,K58*(M58*Y58+N58*Z58)*3.6/'2_メイン'!$AC$20)))","v":""},"","","",null,0,0,""]
[null,46,null,null,null,null,null,null,null,null,null,null,null,null,"",{"$f":"IF(H59=\"電算室用\",$AD$9,IF(K59=\"\",\"\",VLOOKUP('23_パッケージ (撤去) '!E59,'23_パッケージ (撤去) '!$AI$2:$AJ$9,2,FALSE)))","v":""},{"$f":"IF(H59=\"電算室用\",\"\",IF(K59=\"\",\"\",VLOOKUP('23_パッケージ (撤去) '!E59,$AI$2:$AK$9,3,FALSE)))","v":""},null,null,{"$f":"IF(L59=\"\",\"\",IF(L59=\"電気\",K59*(M59*Y59+N59*Z59),IF(L59=\"都市ガス\",K59*(M59*Y59+N59*Z59)*3.6/'2_メイン'!$AA$20,K59*(M59*Y59+N59*Z59)*3.6/'2_メイン'!$AC$20)))","v":""},"","","",null,0,0,""]
[null,47,null,null,null,null,null,null,null,null,null,null,null,null,"",{"$f":"IF(H60=\"電算室用\",$AD$9,IF(K60=\"\",\"\",VLOOKUP('23_パッケージ (撤去) '!E60,'23_パッケージ (撤去) '!$AI$2:$AJ$9,2,FALSE)))","v":""},{"$f":"IF(H60=\"電算室用\",\"\",IF(K60=\"\",\"\",VLOOKUP('23_パッケージ (撤去) '!E60,$AI$2:$AK$9,3,FALSE)))","v":""},null,null,{"$f":"IF(L60=\"\",\"\",IF(L60=\"電気\",K60*(M60*Y60+N60*Z60),IF(L60=\"都市ガス\",K60*(M60*Y60+N60*Z60)*3.6/'2_メイン'!$AA$20,K60*(M60*Y60+N60*Z60)*3.6/'2_メイン'!$AC$20)))","v":""},"","","",null,0,0,""]
[null,48,null,null,null,null,null,null,null,null,null,null,null,null,"",{"$f":"IF(H61=\"電算室用\",$AD$9,IF(K61=\"\",\"\",VLOOKUP('23_パッケージ (撤去) '!E61,'23_パッケージ (撤去) '!$AI$2:$AJ$9,2,FALSE)))","v":""},{"$f":"IF(H61=\"電算室用\",\"\",IF(K61=\"\",\"\",VLOOKUP('23_パッケージ (撤去) '!E61,$AI$2:$AK$9,3,FALSE)))","v":""},null,null,{"$f":"IF(L61=\"\",\"\",IF(L61=\"電気\",K61*(M61*Y61+N61*Z61),IF(L61=\"都市ガス\",K61*(M61*Y61+N61*Z61)*3.6/'2_メイン'!$AA$20,K61*(M61*Y61+N61*Z61)*3.6/'2_メイン'!$AC$20)))","v":""},"","","",null,0,0,""]
[null,49,null,null,null,null,null,null,null,null,null,null,null,null,"",{"$f":"IF(H62=\"電算室用\",$AD$9,IF(K62=\"\",\"\",VLOOKUP('23_パッケージ (撤去) '!E62,'23_パッケージ (撤去) '!$AI$2:$AJ$9,2,FALSE)))","v":""},{"$f":"IF(H62=\"電算室用\",\"\",IF(K62=\"\",\"\",VLOOKUP('23_パッケージ (撤去) '!E62,$AI$2:$AK$9,3,FALSE)))","v":""},null,null,{"$f":"IF(L62=\"\",\"\",IF(L62=\"電気\",K62*(M62*Y62+N62*Z62),IF(L62=\"都市ガス\",K62*(M62*Y62+N62*Z62)*3.6/'2_メイン'!$AA$20,K62*(M62*Y62+N62*Z62)*3.6/'2_メイン'!$AC$20)))","v":""},"","","",null,0,0,""]
[null,50,null,null,null,null,null,null,null,null,null,null,null,null,"",{"$f":"IF(H63=\"電算室用\",$AD$9,IF(K63=\"\",\"\",VLOOKUP('23_パッケージ (撤去) '!E63,'23_パッケージ (撤去) '!$AI$2:$AJ$9,2,FALSE)))","v":""},{"$f":"IF(H63=\"電算室用\",\"\",IF(K63=\"\",\"\",VLOOKUP('23_パッケージ (撤去) '!E63,$AI$2:$AK$9,3,FALSE)))","v":""},null,null,{"$f":"IF(L63=\"\",\"\",IF(L63=\"電気\",K63*(M63*Y63+N63*Z63),IF(L63=\"都市ガス\",K63*(M63*Y63+N63*Z63)*3.6/'2_メイン'!$AA$20,K63*(M63*Y63+N63*Z63)*3.6/'2_メイン'!$AC$20)))","v":""},"","","",null,0,0,""]
[null,51,null,null,null,null,null,null,null,null,null,null,null,null,"",{"$f":"IF(H64=\"電算室用\",$AD$9,IF(K64=\"\",\"\",VLOOKUP('23_パッケージ (撤去) '!E64,'23_パッケージ (撤去) '!$AI$2:$AJ$9,2,FALSE)))","v":""},{"$f":"IF(H64=\"電算室用\",\"\",IF(K64=\"\",\"\",VLOOKUP('23_パッケージ (撤去) '!E64,$AI$2:$AK$9,3,FALSE)))","v":""},null,null,{"$f":"IF(L64=\"\",\"\",IF(L64=\"電気\",K64*(M64*Y64+N64*Z64),IF(L64=\"都市ガス\",K64*(M64*Y64+N64*Z64)*3.6/'2_メイン'!$AA$20,K64*(M64*Y64+N64*Z64)*3.6/'2_メイン'!$AC$20)))","v":""},"","","",null,0,0,""]
[null,52,null,null,null,null,null,null,null,null,null,null,null,null,"",{"$f":"IF(H65=\"電算室用\",$AD$9,IF(K65=\"\",\"\",VLOOKUP('23_パッケージ (撤去) '!E65,'23_パッケージ (撤去) '!$AI$2:$AJ$9,2,FALSE)))","v":""},{"$f":"IF(H65=\"電算室用\",\"\",IF(K65=\"\",\"\",VLOOKUP('23_パッケージ (撤去) '!E65,$AI$2:$AK$9,3,FALSE)))","v":""},null,null,{"$f":"IF(L65=\"\",\"\",IF(L65=\"電気\",K65*(M65*Y65+N65*Z65),IF(L65=\"都市ガス\",K65*(M65*Y65+N65*Z65)*3.6/'2_メイン'!$AA$20,K65*(M65*Y65+N65*Z65)*3.6/'2_メイン'!$AC$20)))","v":""},"","","",null,0,0,""]
[null,53,null,null,null,null,null,null,null,null,null,null,null,null,"",{"$f":"IF(H66=\"電算室用\",$AD$9,IF(K66=\"\",\"\",VLOOKUP('23_パッケージ (撤去) '!E66,'23_パッケージ (撤去) '!$AI$2:$AJ$9,2,FALSE)))","v":""},{"$f":"IF(H66=\"電算室用\",\"\",IF(K66=\"\",\"\",VLOOKUP('23_パッケージ (撤去) '!E66,$AI$2:$AK$9,3,FALSE)))","v":""},null,null,{"$f":"IF(L66=\"\",\"\",IF(L66=\"電気\",K66*(M66*Y66+N66*Z66),IF(L66=\"都市ガス\",K66*(M66*Y66+N66*Z66)*3.6/'2_メイン'!$AA$20,K66*(M66*Y66+N66*Z66)*3.6/'2_メイン'!$AC$20)))","v":""},"","","",null,0,0,""]
[null,54,null,null,null,null,null,null,null,null,null,null,null,null,"",{"$f":"IF(H67=\"電算室用\",$AD$9,IF(K67=\"\",\"\",VLOOKUP('23_パッケージ (撤去) '!E67,'23_パッケージ (撤去) '!$AI$2:$AJ$9,2,FALSE)))","v":""},{"$f":"IF(H67=\"電算室用\",\"\",IF(K67=\"\",\"\",VLOOKUP('23_パッケージ (撤去) '!E67,$AI$2:$AK$9,3,FALSE)))","v":""},null,null,{"$f":"IF(L67=\"\",\"\",IF(L67=\"電気\",K67*(M67*Y67+N67*Z67),IF(L67=\"都市ガス\",K67*(M67*Y67+N67*Z67)*3.6/'2_メイン'!$AA$20,K67*(M67*Y67+N67*Z67)*3.6/'2_メイン'!$AC$20)))","v":""},"","","",null,0,0,""]
[null,55,null,null,null,null,null,null,null,null,null,null,null,null,"",{"$f":"IF(H68=\"電算室用\",$AD$9,IF(K68=\"\",\"\",VLOOKUP('23_パッケージ (撤去) '!E68,'23_パッケージ (撤去) '!$AI$2:$AJ$9,2,FALSE)))","v":""},{"$f":"IF(H68=\"電算室用\",\"\",IF(K68=\"\",\"\",VLOOKUP('23_パッケージ (撤去) '!E68,$AI$2:$AK$9,3,FALSE)))","v":""},null,null,{"$f":"IF(L68=\"\",\"\",IF(L68=\"電気\",K68*(M68*Y68+N68*Z68),IF(L68=\"都市ガス\",K68*(M68*Y68+N68*Z68)*3.6/'2_メイン'!$AA$20,K68*(M68*Y68+N68*Z68)*3.6/'2_メイン'!$AC$20)))","v":""},"","","",null,0,0,""]
[null,56,null,null,null,null,null,null,null,null,null,null,null,null,"",{"$f":"IF(H69=\"電算室用\",$AD$9,IF(K69=\"\",\"\",VLOOKUP('23_パッケージ (撤去) '!E69,'23_パッケージ (撤去) '!$AI$2:$AJ$9,2,FALSE)))","v":""},{"$f":"IF(H69=\"電算室用\",\"\",IF(K69=\"\",\"\",VLOOKUP('23_パッケージ (撤去) '!E69,$AI$2:$AK$9,3,FALSE)))","v":""},null,null,{"$f":"IF(L69=\"\",\"\",IF(L69=\"電気\",K69*(M69*Y69+N69*Z69),IF(L69=\"都市ガス\",K69*(M69*Y69+N69*Z69)*3.6/'2_メイン'!$AA$20,K69*(M69*Y69+N69*Z69)*3.6/'2_メイン'!$AC$20)))","v":""},"","","",null,0,0,""]
[null,57,null,null,null,null,null,null,null,null,null,null,null,null,"",{"$f":"IF(H70=\"電算室用\",$AD$9,IF(K70=\"\",\"\",VLOOKUP('23_パッケージ (撤去) '!E70,'23_パッケージ (撤去) '!$AI$2:$AJ$9,2,FALSE)))","v":""},{"$f":"IF(H70=\"電算室用\",\"\",IF(K70=\"\",\"\",VLOOKUP('23_パッケージ (撤去) '!E70,$AI$2:$AK$9,3,FALSE)))","v":""},null,null,{"$f":"IF(L70=\"\",\"\",IF(L70=\"電気\",K70*(M70*Y70+N70*Z70),IF(L70=\"都市ガス\",K70*(M70*Y70+N70*Z70)*3.6/'2_メイン'!$AA$20,K70*(M70*Y70+N70*Z70)*3.6/'2_メイン'!$AC$20)))","v":""},"","","",null,0,0,""]
[null,58,null,null,null,null,null,null,null,null,null,null,null,null,"",{"$f":"IF(H71=\"電算室用\",$AD$9,IF(K71=\"\",\"\",VLOOKUP('23_パッケージ (撤去) '!E71,'23_パッケージ (撤去) '!$AI$2:$AJ$9,2,FALSE)))","v":""},{"$f":"IF(H71=\"電算室用\",\"\",IF(K71=\"\",\"\",VLOOKUP('23_パッケージ (撤去) '!E71,$AI$2:$AK$9,3,FALSE)))","v":""},null,null,{"$f":"IF(L71=\"\",\"\",IF(L71=\"電気\",K71*(M71*Y71+N71*Z71),IF(L71=\"都市ガス\",K71*(M71*Y71+N71*Z71)*3.6/'2_メイン'!$AA$20,K71*(M71*Y71+N71*Z71)*3.6/'2_メイン'!$AC$20)))","v":""},"","","",null,0,0,""]
[null,59,null,null,null,null,null,null,null,null,null,null,null,null,"",{"$f":"IF(H72=\"電算室用\",$AD$9,IF(K72=\"\",\"\",VLOOKUP('23_パッケージ (撤去) '!E72,'23_パッケージ (撤去) '!$AI$2:$AJ$9,2,FALSE)))","v":""},{"$f":"IF(H72=\"電算室用\",\"\",IF(K72=\"\",\"\",VLOOKUP('23_パッケージ (撤去) '!E72,$AI$2:$AK$9,3,FALSE)))","v":""},null,null,{"$f":"IF(L72=\"\",\"\",IF(L72=\"電気\",K72*(M72*Y72+N72*Z72),IF(L72=\"都市ガス\",K72*(M72*Y72+N72*Z72)*3.6/'2_メイン'!$AA$20,K72*(M72*Y72+N72*Z72)*3.6/'2_メイン'!$AC$20)))","v":""},"","","",null,0,0,""]
[null,60,null,null,null,null,null,null,null,null,null,null,null,null,"",{"$f":"IF(H73=\"電算室用\",$AD$9,IF(K73=\"\",\"\",VLOOKUP('23_パッケージ (撤去) '!E73,'23_パッケージ (撤去) '!$AI$2:$AJ$9,2,FALSE)))","v":""},{"$f":"IF(H73=\"電算室用\",\"\",IF(K73=\"\",\"\",VLOOKUP('23_パッケージ (撤去) '!E73,$AI$2:$AK$9,3,FALSE)))","v":""},null,null,{"$f":"IF(L73=\"\",\"\",IF(L73=\"電気\",K73*(M73*Y73+N73*Z73),IF(L73=\"都市ガス\",K73*(M73*Y73+N73*Z73)*3.6/'2_メイン'!$AA$20,K73*(M73*Y73+N73*Z73)*3.6/'2_メイン'!$AC$20)))","v":""},"","","",null,0,0,""]
[null,61,null,null,null,null,null,null,null,null,null,null,null,null,"",{"$f":"IF(H74=\"電算室用\",$AD$9,IF(K74=\"\",\"\",VLOOKUP('23_パッケージ (撤去) '!E74,'23_パッケージ (撤去) '!$AI$2:$AJ$9,2,FALSE)))","v":""},{"$f":"IF(H74=\"電算室用\",\"\",IF(K74=\"\",\"\",VLOOKUP('23_パッケージ (撤去) '!E74,$AI$2:$AK$9,3,FALSE)))","v":""},null,null,{"$f":"IF(L74=\"\",\"\",IF(L74=\"電気\",K74*(M74*Y74+N74*Z74),IF(L74=\"都市ガス\",K74*(M74*Y74+N74*Z74)*3.6/'2_メイン'!$AA$20,K74*(M74*Y74+N74*Z74)*3.6/'2_メイン'!$AC$20)))","v":""},"","","",null,0,0,""]
[null,62,null,null,null,null,null,null,null,null,null,null,null,null,"",{"$f":"IF(H75=\"電算室用\",$AD$9,IF(K75=\"\",\"\",VLOOKUP('23_パッケージ (撤去) '!E75,'23_パッケージ (撤去) '!$AI$2:$AJ$9,2,FALSE)))","v":""},{"$f":"IF(H75=\"電算室用\",\"\",IF(K75=\"\",\"\",VLOOKUP('23_パッケージ (撤去) '!E75,$AI$2:$AK$9,3,FALSE)))","v":""},null,null,{"$f":"IF(L75=\"\",\"\",IF(L75=\"電気\",K75*(M75*Y75+N75*Z75),IF(L75=\"都市ガス\",K75*(M75*Y75+N75*Z75)*3.6/'2_メイン'!$AA$20,K75*(M75*Y75+N75*Z75)*3.6/'2_メイン'!$AC$20)))","v":""},"","","",null,0,0,""]
[null,63,null,null,null,null,null,null,null,null,null,null,null,null,"",{"$f":"IF(H76=\"電算室用\",$AD$9,IF(K76=\"\",\"\",VLOOKUP('23_パッケージ (撤去) '!E76,'23_パッケージ (撤去) '!$AI$2:$AJ$9,2,FALSE)))","v":""},{"$f":"IF(H76=\"電算室用\",\"\",IF(K76=\"\",\"\",VLOOKUP('23_パッケージ (撤去) '!E76,$AI$2:$AK$9,3,FALSE)))","v":""},null,null,{"$f":"IF(L76=\"\",\"\",IF(L76=\"電気\",K76*(M76*Y76+N76*Z76),IF(L76=\"都市ガス\",K76*(M76*Y76+N76*Z76)*3.6/'2_メイン'!$AA$20,K76*(M76*Y76+N76*Z76)*3.6/'2_メイン'!$AC$20)))","v":""},"","","",null,0,0,""]
[null,64,null,null,null,null,null,null,null,null,null,null,null,null,"",{"$f":"IF(H77=\"電算室用\",$AD$9,IF(K77=\"\",\"\",VLOOKUP('23_パッケージ (撤去) '!E77,'23_パッケージ (撤去) '!$AI$2:$AJ$9,2,FALSE)))","v":""},{"$f":"IF(H77=\"電算室用\",\"\",IF(K77=\"\",\"\",VLOOKUP('23_パッケージ (撤去) '!E77,$AI$2:$AK$9,3,FALSE)))","v":""},null,null,{"$f":"IF(L77=\"\",\"\",IF(L77=\"電気\",K77*(M77*Y77+N77*Z77),IF(L77=\"都市ガス\",K77*(M77*Y77+N77*Z77)*3.6/'2_メイン'!$AA$20,K77*(M77*Y77+N77*Z77)*3.6/'2_メイン'!$AC$20)))","v":""},"","","",null,0,0,""]
[null,65,null,null,null,null,null,null,null,null,null,null,null,null,{"$f":"IF(OR(K78=\"\",AND(M78=\"\",N78=\"\")),\"\",(IF(M78=0,0,I78/M78)+IF(N78=0,0,J78/N78))/(SIGN(M78)+SIGN(N78)))","v":""},{"$f":"IF(H78=\"電算室用\",$AD$9,IF(K78=\"\",\"\",VLOOKUP('23_パッケージ (撤去) '!E78,'23_パッケージ (撤去) '!$AI$2:$AJ$9,2,FALSE)))","v":""},{"$f":"IF(H78=\"電算室用\",\"\",IF(K78=\"\",\"\",VLOOKUP('23_パッケージ (撤去) '!E78,$AI$2:$AK$9,3,FALSE)))","v":""},null,null,{"$f":"IF(L78=\"\",\"\",IF(L78=\"電気\",K78*(M78*Y78+N78*Z78),IF(L78=\"都市ガス\",K78*(M78*Y78+N78*Z78)*3.6/'2_メイン'!$AA$20,K78*(M78*Y78+N78*Z78)*3.6/'2_メイン'!$AC$20)))","v":""},"",{"$f":"IF(T78=\"\",\"\",T78*HLOOKUP(L78,$AD$4:$AF$6,3,FALSE)/1000)","v":""},{"$f":"IF(T78=\"\",\"\",T78*HLOOKUP(L78,$AD$4:$AF$5,2,FALSE))","v":""},null,{"$f":"IFERROR(IF(H78=\"電算室用\",IF(R78=\"\",$AD$8,$AD$8*R78/P78),IF(R78=\"\",P78,R78)/P78*VLOOKUP(E78,$AI$2:$AM$9,4,FALSE)),0)","v":0},0,""]
[null,66,null,null,null,null,null,null,null,null,null,null,null,null,"",{"$f":"IF(H79=\"電算室用\",$AD$9,IF(K79=\"\",\"\",VLOOKUP('23_パッケージ (撤去) '!E79,'23_パッケージ (撤去) '!$AI$2:$AJ$9,2,FALSE)))","v":""},{"$f":"IF(H79=\"電算室用\",\"\",IF(K79=\"\",\"\",VLOOKUP('23_パッケージ (撤去) '!E79,$AI$2:$AK$9,3,FALSE)))","v":""},null,null,{"$f":"IF(L79=\"\",\"\",IF(L79=\"電気\",K79*(M79*Y79+N79*Z79),IF(L79=\"都市ガス\",K79*(M79*Y79+N79*Z79)*3.6/'2_メイン'!$AA$20,K79*(M79*Y79+N79*Z79)*3.6/'2_メイン'!$AC$20)))","v":""},{"$f":"IF(L79=\"\",\"\",IF(L79=\"電気\",\"kWh/年\",IF(L79=\"都市ガス\",\"Nm3/年\",\"kg/年\")))","v":""},"","",null,0,{"$f":"IFERROR(IF(H79=\"電算室用\",0,IF(S79=\"\",Q79,S79)/Q79*VLOOKUP(E79,$AI$2:$AM$9,5,FALSE)),0)","v":0},{"$f":"IF(OR(I79=\"\",K79=\"\"),\"\",I79*K79)","v":""}]
[null,67,null,null,null,null,null,null,null,null,null,null,null,null,"",{"$f":"IF(H80=\"電算室用\",$AD$9,IF(K80=\"\",\"\",VLOOKUP('23_パッケージ (撤去) '!E80,'23_パッケージ (撤去) '!$AI$2:$AJ$9,2,FALSE)))","v":""},{"$f":"IF(H80=\"電算室用\",\"\",IF(K80=\"\",\"\",VLOOKUP('23_パッケージ (撤去) '!E80,$AI$2:$AK$9,3,FALSE)))","v":""},null,null,{"$f":"IF(L80=\"\",\"\",IF(L80=\"電気\",K80*(M80*Y80+N80*Z80),IF(L80=\"都市ガス\",K80*(M80*Y80+N80*Z80)*3.6/'2_メイン'!$AA$20,K80*(M80*Y80+N80*Z80)*3.6/'2_メイン'!$AC$20)))","v":""},"","","",null,0,0,""]
[null,68,null,null,null,null,null,null,null,null,null,null,null,null,"",{"$f":"IF(H81=\"電算室用\",$AD$9,IF(K81=\"\",\"\",VLOOKUP('23_パッケージ (撤去) '!E81,'23_パッケージ (撤去) '!$AI$2:$AJ$9,2,FALSE)))","v":""},{"$f":"IF(H81=\"電算室用\",\"\",IF(K81=\"\",\"\",VLOOKUP('23_パッケージ (撤去) '!E81,$AI$2:$AK$9,3,FALSE)))","v":""},null,null,{"$f":"IF(L81=\"\",\"\",IF(L81=\"電気\",K81*(M81*Y81+N81*Z81),IF(L81=\"都市ガス\",K81*(M81*Y81+N81*Z81)*3.6/'2_メイン'!$AA$20,K81*(M81*Y81+N81*Z81)*3.6/'2_メイン'!$AC$20)))","v":""},"","","",null,0,0,""]
[null,69,null,null,null,null,null,null,null,null,null,null,null,null,"",{"$f":"IF(H82=\"電算室用\",$AD$9,IF(K82=\"\",\"\",VLOOKUP('23_パッケージ (撤去) '!E82,'23_パッケージ (撤去) '!$AI$2:$AJ$9,2,FALSE)))","v":""},{"$f":"IF(H82=\"電算室用\",\"\",IF(K82=\"\",\"\",VLOOKUP('23_パッケージ (撤去) '!E82,$AI$2:$AK$9,3,FALSE)))","v":""},null,null,{"$f":"IF(L82=\"\",\"\",IF(L82=\"電気\",K82*(M82*Y82+N82*Z82),IF(L82=\"都市ガス\",K82*(M82*Y82+N82*Z82)*3.6/'2_メイン'!$AA$20,K82*(M82*Y82+N82*Z82)*3.6/'2_メイン'!$AC$20)))","v":""},"","","",null,0,0,""]
[null,70,null,null,null,null,null,null,null,null,null,null,null,null,"",{"$f":"IF(H83=\"電算室用\",$AD$9,IF(K83=\"\",\"\",VLOOKUP('23_パッケージ (撤去) '!E83,'23_パッケージ (撤去) '!$AI$2:$AJ$9,2,FALSE)))","v":""},{"$f":"IF(H83=\"電算室用\",\"\",IF(K83=\"\",\"\",VLOOKUP('23_パッケージ (撤去) '!E83,$AI$2:$AK$9,3,FALSE)))","v":""},null,null,{"$f":"IF(L83=\"\",\"\",IF(L83=\"電気\",K83*(M83*Y83+N83*Z83),IF(L83=\"都市ガス\",K83*(M83*Y83+N83*Z83)*3.6/'2_メイン'!$AA$20,K83*(M83*Y83+N83*Z83)*3.6/'2_メイン'!$AC$20)))","v":""},"","","",null,0,0,""]
[null,71,null,null,null,null,null,null,null,null,null,null,null,null,"",{"$f":"IF(H84=\"電算室用\",$AD$9,IF(K84=\"\",\"\",VLOOKUP('23_パッケージ (撤去) '!E84,'23_パッケージ (撤去) '!$AI$2:$AJ$9,2,FALSE)))","v":""},{"$f":"IF(H84=\"電算室用\",\"\",IF(K84=\"\",\"\",VLOOKUP('23_パッケージ (撤去) '!E84,$AI$2:$AK$9,3,FALSE)))","v":""},null,null,{"$f":"IF(L84=\"\",\"\",IF(L84=\"電気\",K84*(M84*Y84+N84*Z84),IF(L84=\"都市ガス\",K84*(M84*Y84+N84*Z84)*3.6/'2_メイン'!$AA$20,K84*(M84*Y84+N84*Z84)*3.6/'2_メイン'!$AC$20)))","v":""},"","","",null,0,0,""]
[null,72,null,null,null,null,null,null,null,null,null,null,null,null,"",{"$f":"IF(H85=\"電算室用\",$AD$9,IF(K85=\"\",\"\",VLOOKUP('23_パッケージ (撤去) '!E85,'23_パッケージ (撤去) '!$AI$2:$AJ$9,2,FALSE)))","v":""},{"$f":"IF(H85=\"電算室用\",\"\",IF(K85=\"\",\"\",VLOOKUP('23_パッケージ (撤去) '!E85,$AI$2:$AK$9,3,FALSE)))","v":""},null,null,{"$f":"IF(L85=\"\",\"\",IF(L85=\"電気\",K85*(M85*Y85+N85*Z85),IF(L85=\"都市ガス\",K85*(M85*Y85+N85*Z85)*3.6/'2_メイン'!$AA$20,K85*(M85*Y85+N85*Z85)*3.6/'2_メイン'!$AC$20)))","v":""},"","","",null,0,0,""]
[null,73,null,null,null,null,null,null,null,null,null,null,null,null,"",{"$f":"IF(H86=\"電算室用\",$AD$9,IF(K86=\"\",\"\",VLOOKUP('23_パッケージ (撤去) '!E86,'23_パッケージ (撤去) '!$AI$2:$AJ$9,2,FALSE)))","v":""},{"$f":"IF(H86=\"電算室用\",\"\",IF(K86=\"\",\"\",VLOOKUP('23_パッケージ (撤去) '!E86,$AI$2:$AK$9,3,FALSE)))","v":""},null,null,{"$f":"IF(L86=\"\",\"\",IF(L86=\"電気\",K86*(M86*Y86+N86*Z86),IF(L86=\"都市ガス\",K86*(M86*Y86+N86*Z86)*3.6/'2_メイン'!$AA$20,K86*(M86*Y86+N86*Z86)*3.6/'2_メイン'!$AC$20)))","v":""},"","","",null,0,0,""]
[null,74,null,null,null,null,null,null,null,null,null,null,null,null,"",{"$f":"IF(H87=\"電算室用\",$AD$9,IF(K87=\"\",\"\",VLOOKUP('23_パッケージ (撤去) '!E87,'23_パッケージ (撤去) '!$AI$2:$AJ$9,2,FALSE)))","v":""},{"$f":"IF(H87=\"電算室用\",\"\",IF(K87=\"\",\"\",VLOOKUP('23_パッケージ (撤去) '!E87,$AI$2:$AK$9,3,FALSE)))","v":""},null,null,{"$f":"IF(L87=\"\",\"\",IF(L87=\"電気\",K87*(M87*Y87+N87*Z87),IF(L87=\"都市ガス\",K87*(M87*Y87+N87*Z87)*3.6/'2_メイン'!$AA$20,K87*(M87*Y87+N87*Z87)*3.6/'2_メイン'!$AC$20)))","v":""},"","","",null,0,0,""]
[null,75,null,null,null,null,null,null,null,null,null,null,null,null,"",{"$f":"IF(H88=\"電算室用\",$AD$9,IF(K88=\"\",\"\",VLOOKUP('23_パッケージ (撤去) '!E88,'23_パッケージ (撤去) '!$AI$2:$AJ$9,2,FALSE)))","v":""},{"$f":"IF(H88=\"電算室用\",\"\",IF(K88=\"\",\"\",VLOOKUP('23_パッケージ (撤去) '!E88,$AI$2:$AK$9,3,FALSE)))","v":""},null,null,{"$f":"IF(L88=\"\",\"\",IF(L88=\"電気\",K88*(M88*Y88+N88*Z88),IF(L88=\"都市ガス\",K88*(M88*Y88+N88*Z88)*3.6/'2_メイン'!$AA$20,K88*(M88*Y88+N88*Z88)*3.6/'2_メイン'!$AC$20)))","v":""},"","","",null,0,0,""]
[null,76,null,null,null,null,null,null,null,null,null,null,null,null,"",{"$f":"IF(H89=\"電算室用\",$AD$9,IF(K89=\"\",\"\",VLOOKUP('23_パッケージ (撤去) '!E89,'23_パッケージ (撤去) '!$AI$2:$AJ$9,2,FALSE)))","v":""},{"$f":"IF(H89=\"電算室用\",\"\",IF(K89=\"\",\"\",VLOOKUP('23_パッケージ (撤去) '!E89,$AI$2:$AK$9,3,FALSE)))","v":""},null,null,{"$f":"IF(L89=\"\",\"\",IF(L89=\"電気\",K89*(M89*Y89+N89*Z89),IF(L89=\"都市ガス\",K89*(M89*Y89+N89*Z89)*3.6/'2_メイン'!$AA$20,K89*(M89*Y89+N89*Z89)*3.6/'2_メイン'!$AC$20)))","v":""},"","","",null,0,0,""]
[null,77,null,null,null,null,null,null,null,null,null,null,null,null,"",{"$f":"IF(H90=\"電算室用\",$AD$9,IF(K90=\"\",\"\",VLOOKUP('23_パッケージ (撤去) '!E90,'23_パッケージ (撤去) '!$AI$2:$AJ$9,2,FALSE)))","v":""},{"$f":"IF(H90=\"電算室用\",\"\",IF(K90=\"\",\"\",VLOOKUP('23_パッケージ (撤去) '!E90,$AI$2:$AK$9,3,FALSE)))","v":""},null,null,{"$f":"IF(L90=\"\",\"\",IF(L90=\"電気\",K90*(M90*Y90+N90*Z90),IF(L90=\"都市ガス\",K90*(M90*Y90+N90*Z90)*3.6/'2_メイン'!$AA$20,K90*(M90*Y90+N90*Z90)*3.6/'2_メイン'!$AC$20)))","v":""},"","","",null,0,0,""]
[null,78,null,null,null,null,null,null,null,null,null,null,null,null,"",{"$f":"IF(H91=\"電算室用\",$AD$9,IF(K91=\"\",\"\",VLOOKUP('23_パッケージ (撤去) '!E91,'23_パッケージ (撤去) '!$AI$2:$AJ$9,2,FALSE)))","v":""},{"$f":"IF(H91=\"電算室用\",\"\",IF(K91=\"\",\"\",VLOOKUP('23_パッケージ (撤去) '!E91,$AI$2:$AK$9,3,FALSE)))","v":""},null,null,{"$f":"IF(L91=\"\",\"\",IF(L91=\"電気\",K91*(M91*Y91+N91*Z91),IF(L91=\"都市ガス\",K91*(M91*Y91+N91*Z91)*3.6/'2_メイン'!$AA$20,K91*(M91*Y91+N91*Z91)*3.6/'2_メイン'!$AC$20)))","v":""},"","","",null,0,0,""]
[null,79,null,null,null,null,null,null,null,null,null,null,null,null,"",{"$f":"IF(H92=\"電算室用\",$AD$9,IF(K92=\"\",\"\",VLOOKUP('23_パッケージ (撤去) '!E92,'23_パッケージ (撤去) '!$AI$2:$AJ$9,2,FALSE)))","v":""},{"$f":"IF(H92=\"電算室用\",\"\",IF(K92=\"\",\"\",VLOOKUP('23_パッケージ (撤去) '!E92,$AI$2:$AK$9,3,FALSE)))","v":""},null,null,{"$f":"IF(L92=\"\",\"\",IF(L92=\"電気\",K92*(M92*Y92+N92*Z92),IF(L92=\"都市ガス\",K92*(M92*Y92+N92*Z92)*3.6/'2_メイン'!$AA$20,K92*(M92*Y92+N92*Z92)*3.6/'2_メイン'!$AC$20)))","v":""},"","","",null,0,0,""]
[null,80,null,null,null,null,null,null,null,null,null,null,null,null,"",{"$f":"IF(H93=\"電算室用\",$AD$9,IF(K93=\"\",\"\",VLOOKUP('23_パッケージ (撤去) '!E93,'23_パッケージ (撤去) '!$AI$2:$AJ$9,2,FALSE)))","v":""},{"$f":"IF(H93=\"電算室用\",\"\",IF(K93=\"\",\"\",VLOOKUP('23_パッケージ (撤去) '!E93,$AI$2:$AK$9,3,FALSE)))","v":""},null,null,{"$f":"IF(L93=\"\",\"\",IF(L93=\"電気\",K93*(M93*Y93+N93*Z93),IF(L93=\"都市ガス\",K93*(M93*Y93+N93*Z93)*3.6/'2_メイン'!$AA$20,K93*(M93*Y93+N93*Z93)*3.6/'2_メイン'!$AC$20)))","v":""},"","","",null,0,0,""]
[null,81,null,null,null,null,null,null,null,null,null,null,null,null,"",{"$f":"IF(H94=\"電算室用\",$AD$9,IF(K94=\"\",\"\",VLOOKUP('23_パッケージ (撤去) '!E94,'23_パッケージ (撤去) '!$AI$2:$AJ$9,2,FALSE)))","v":""},{"$f":"IF(H94=\"電算室用\",\"\",IF(K94=\"\",\"\",VLOOKUP('23_パッケージ (撤去) '!E94,$AI$2:$AK$9,3,FALSE)))","v":""},null,null,{"$f":"IF(L94=\"\",\"\",IF(L94=\"電気\",K94*(M94*Y94+N94*Z94),IF(L94=\"都市ガス\",K94*(M94*Y94+N94*Z94)*3.6/'2_メイン'!$AA$20,K94*(M94*Y94+N94*Z94)*3.6/'2_メイン'!$AC$20)))","v":""},"","","",null,0,0,""]
[null,82,null,null,null,null,null,null,null,null,null,null,null,null,"",{"$f":"IF(H95=\"電算室用\",$AD$9,IF(K95=\"\",\"\",VLOOKUP('23_パッケージ (撤去) '!E95,'23_パッケージ (撤去) '!$AI$2:$AJ$9,2,FALSE)))","v":""},{"$f":"IF(H95=\"電算室用\",\"\",IF(K95=\"\",\"\",VLOOKUP('23_パッケージ (撤去) '!E95,$AI$2:$AK$9,3,FALSE)))","v":""},null,null,{"$f":"IF(L95=\"\",\"\",IF(L95=\"電気\",K95*(M95*Y95+N95*Z95),IF(L95=\"都市ガス\",K95*(M95*Y95+N95*Z95)*3.6/'2_メイン'!$AA$20,K95*(M95*Y95+N95*Z95)*3.6/'2_メイン'!$AC$20)))","v":""},"","","",null,0,0,""]
[null,83,null,null,null,null,null,null,null,null,null,null,null,null,"",{"$f":"IF(H96=\"電算室用\",$AD$9,IF(K96=\"\",\"\",VLOOKUP('23_パッケージ (撤去) '!E96,'23_パッケージ (撤去) '!$AI$2:$AJ$9,2,FALSE)))","v":""},{"$f":"IF(H96=\"電算室用\",\"\",IF(K96=\"\",\"\",VLOOKUP('23_パッケージ (撤去) '!E96,$AI$2:$AK$9,3,FALSE)))","v":""},null,null,{"$f":"IF(L96=\"\",\"\",IF(L96=\"電気\",K96*(M96*Y96+N96*Z96),IF(L96=\"都市ガス\",K96*(M96*Y96+N96*Z96)*3.6/'2_メイン'!$AA$20,K96*(M96*Y96+N96*Z96)*3.6/'2_メイン'!$AC$20)))","v":""},"","","",null,0,0,""]
[null,84,null,null,null,null,null,null,null,null,null,null,null,null,"",{"$f":"IF(H97=\"電算室用\",$AD$9,IF(K97=\"\",\"\",VLOOKUP('23_パッケージ (撤去) '!E97,'23_パッケージ (撤去) '!$AI$2:$AJ$9,2,FALSE)))","v":""},{"$f":"IF(H97=\"電算室用\",\"\",IF(K97=\"\",\"\",VLOOKUP('23_パッケージ (撤去) '!E97,$AI$2:$AK$9,3,FALSE)))","v":""},null,null,{"$f":"IF(L97=\"\",\"\",IF(L97=\"電気\",K97*(M97*Y97+N97*Z97),IF(L97=\"都市ガス\",K97*(M97*Y97+N97*Z97)*3.6/'2_メイン'!$AA$20,K97*(M97*Y97+N97*Z97)*3.6/'2_メイン'!$AC$20)))","v":""},"","","",null,0,0,""]
[null,85,null,null,null,null,null,null,null,null,null,null,null,null,"",{"$f":"IF(H98=\"電算室用\",$AD$9,IF(K98=\"\",\"\",VLOOKUP('23_パッケージ (撤去) '!E98,'23_パッケージ (撤去) '!$AI$2:$AJ$9,2,FALSE)))","v":""},{"$f":"IF(H98=\"電算室用\",\"\",IF(K98=\"\",\"\",VLOOKUP('23_パッケージ (撤去) '!E98,$AI$2:$AK$9,3,FALSE)))","v":""},null,null,{"$f":"IF(L98=\"\",\"\",IF(L98=\"電気\",K98*(M98*Y98+N98*Z98),IF(L98=\"都市ガス\",K98*(M98*Y98+N98*Z98)*3.6/'2_メイン'!$AA$20,K98*(M98*Y98+N98*Z98)*3.6/'2_メイン'!$AC$20)))","v":""},"","","",null,0,0,""]
[null,86,null,null,null,null,null,null,null,null,null,null,null,null,"",{"$f":"IF(H99=\"電算室用\",$AD$9,IF(K99=\"\",\"\",VLOOKUP('23_パッケージ (撤去) '!E99,'23_パッケージ (撤去) '!$AI$2:$AJ$9,2,FALSE)))","v":""},{"$f":"IF(H99=\"電算室用\",\"\",IF(K99=\"\",\"\",VLOOKUP('23_パッケージ (撤去) '!E99,$AI$2:$AK$9,3,FALSE)))","v":""},null,null,{"$f":"IF(L99=\"\",\"\",IF(L99=\"電気\",K99*(M99*Y99+N99*Z99),IF(L99=\"都市ガス\",K99*(M99*Y99+N99*Z99)*3.6/'2_メイン'!$AA$20,K99*(M99*Y99+N99*Z99)*3.6/'2_メイン'!$AC$20)))","v":""},"","","",null,0,0,""]
[null,87,null,null,null,null,null,null,null,null,null,null,null,null,"",{"$f":"IF(H100=\"電算室用\",$AD$9,IF(K100=\"\",\"\",VLOOKUP('23_パッケージ (撤去) '!E100,'23_パッケージ (撤去) '!$AI$2:$AJ$9,2,FALSE)))","v":""},{"$f":"IF(H100=\"電算室用\",\"\",IF(K100=\"\",\"\",VLOOKUP('23_パッケージ (撤去) '!E100,$AI$2:$AK$9,3,FALSE)))","v":""},null,null,{"$f":"IF(L100=\"\",\"\",IF(L100=\"電気\",K100*(M100*Y100+N100*Z100),IF(L100=\"都市ガス\",K100*(M100*Y100+N100*Z100)*3.6/'2_メイン'!$AA$20,K100*(M100*Y100+N100*Z100)*3.6/'2_メイン'!$AC$20)))","v":""},"","","",null,0,0,""]
[null,88,null,null,null,null,null,null,null,null,null,null,null,null,"",{"$f":"IF(H101=\"電算室用\",$AD$9,IF(K101=\"\",\"\",VLOOKUP('23_パッケージ (撤去) '!E101,'23_パッケージ (撤去) '!$AI$2:$AJ$9,2,FALSE)))","v":""},{"$f":"IF(H101=\"電算室用\",\"\",IF(K101=\"\",\"\",VLOOKUP('23_パッケージ (撤去) '!E101,$AI$2:$AK$9,3,FALSE)))","v":""},null,null,{"$f":"IF(L101=\"\",\"\",IF(L101=\"電気\",K101*(M101*Y101+N101*Z101),IF(L101=\"都市ガス\",K101*(M101*Y101+N101*Z101)*3.6/'2_メイン'!$AA$20,K101*(M101*Y101+N101*Z101)*3.6/'2_メイン'!$AC$20)))","v":""},"","","",null,0,0,""]
[null,89,null,null,null,null,null,null,null,null,null,null,null,null,"",{"$f":"IF(H102=\"電算室用\",$AD$9,IF(K102=\"\",\"\",VLOOKUP('23_パッケージ (撤去) '!E102,'23_パッケージ (撤去) '!$AI$2:$AJ$9,2,FALSE)))","v":""},{"$f":"IF(H102=\"電算室用\",\"\",IF(K102=\"\",\"\",VLOOKUP('23_パッケージ (撤去) '!E102,$AI$2:$AK$9,3,FALSE)))","v":""},null,null,{"$f":"IF(L102=\"\",\"\",IF(L102=\"電気\",K102*(M102*Y102+N102*Z102),IF(L102=\"都市ガス\",K102*(M102*Y102+N102*Z102)*3.6/'2_メイン'!$AA$20,K102*(M102*Y102+N102*Z102)*3.6/'2_メイン'!$AC$20)))","v":""},"","","",null,0,0,""]
[null,90,null,null,null,null,null,null,null,null,null,null,null,null,"",{"$f":"IF(H103=\"電算室用\",$AD$9,IF(K103=\"\",\"\",VLOOKUP('23_パッケージ (撤去) '!E103,'23_パッケージ (撤去) '!$AI$2:$AJ$9,2,FALSE)))","v":""},{"$f":"IF(H103=\"電算室用\",\"\",IF(K103=\"\",\"\",VLOOKUP('23_パッケージ (撤去) '!E103,$AI$2:$AK$9,3,FALSE)))","v":""},null,null,{"$f":"IF(L103=\"\",\"\",IF(L103=\"電気\",K103*(M103*Y103+N103*Z103),IF(L103=\"都市ガス\",K103*(M103*Y103+N103*Z103)*3.6/'2_メイン'!$AA$20,K103*(M103*Y103+N103*Z103)*3.6/'2_メイン'!$AC$20)))","v":""},"","","",null,0,0,""]
[null,91,null,null,null,null,null,null,null,null,null,null,null,null,"",{"$f":"IF(H104=\"電算室用\",$AD$9,IF(K104=\"\",\"\",VLOOKUP('23_パッケージ (撤去) '!E104,'23_パッケージ (撤去) '!$AI$2:$AJ$9,2,FALSE)))","v":""},{"$f":"IF(H104=\"電算室用\",\"\",IF(K104=\"\",\"\",VLOOKUP('23_パッケージ (撤去) '!E104,$AI$2:$AK$9,3,FALSE)))","v":""},null,null,{"$f":"IF(L104=\"\",\"\",IF(L104=\"電気\",K104*(M104*Y104+N104*Z104),IF(L104=\"都市ガス\",K104*(M104*Y104+N104*Z104)*3.6/'2_メイン'!$AA$20,K104*(M104*Y104+N104*Z104)*3.6/'2_メイン'!$AC$20)))","v":""},"","","",null,0,0,""]
[null,92,null,null,null,null,null,null,null,null,null,null,null,null,"",{"$f":"IF(H105=\"電算室用\",$AD$9,IF(K105=\"\",\"\",VLOOKUP('23_パッケージ (撤去) '!E105,'23_パッケージ (撤去) '!$AI$2:$AJ$9,2,FALSE)))","v":""},{"$f":"IF(H105=\"電算室用\",\"\",IF(K105=\"\",\"\",VLOOKUP('23_パッケージ (撤去) '!E105,$AI$2:$AK$9,3,FALSE)))","v":""},null,null,{"$f":"IF(L105=\"\",\"\",IF(L105=\"電気\",K105*(M105*Y105+N105*Z105),IF(L105=\"都市ガス\",K105*(M105*Y105+N105*Z105)*3.6/'2_メイン'!$AA$20,K105*(M105*Y105+N105*Z105)*3.6/'2_メイン'!$AC$20)))","v":""},"","","",null,0,0,""]
[null,93,null,null,null,null,null,null,null,null,null,null,null,null,"",{"$f":"IF(H106=\"電算室用\",$AD$9,IF(K106=\"\",\"\",VLOOKUP('23_パッケージ (撤去) '!E106,'23_パッケージ (撤去) '!$AI$2:$AJ$9,2,FALSE)))","v":""},{"$f":"IF(H106=\"電算室用\",\"\",IF(K106=\"\",\"\",VLOOKUP('23_パッケージ (撤去) '!E106,$AI$2:$AK$9,3,FALSE)))","v":""},null,null,{"$f":"IF(L106=\"\",\"\",IF(L106=\"電気\",K106*(M106*Y106+N106*Z106),IF(L106=\"都市ガス\",K106*(M106*Y106+N106*Z106)*3.6/'2_メイン'!$AA$20,K106*(M106*Y106+N106*Z106)*3.6/'2_メイン'!$AC$20)))","v":""},"","","",null,0,0,""]
[null,94,null,null,null,null,null,null,null,null,null,null,null,null,"",{"$f":"IF(H107=\"電算室用\",$AD$9,IF(K107=\"\",\"\",VLOOKUP('23_パッケージ (撤去) '!E107,'23_パッケージ (撤去) '!$AI$2:$AJ$9,2,FALSE)))","v":""},{"$f":"IF(H107=\"電算室用\",\"\",IF(K107=\"\",\"\",VLOOKUP('23_パッケージ (撤去) '!E107,$AI$2:$AK$9,3,FALSE)))","v":""},null,null,{"$f":"IF(L107=\"\",\"\",IF(L107=\"電気\",K107*(M107*Y107+N107*Z107),IF(L107=\"都市ガス\",K107*(M107*Y107+N107*Z107)*3.6/'2_メイン'!$AA$20,K107*(M107*Y107+N107*Z107)*3.6/'2_メイン'!$AC$20)))","v":""},"","","",null,0,0,""]
[null,95,null,null,null,null,null,null,null,null,null,null,null,null,"",{"$f":"IF(H108=\"電算室用\",$AD$9,IF(K108=\"\",\"\",VLOOKUP('23_パッケージ (撤去) '!E108,'23_パッケージ (撤去) '!$AI$2:$AJ$9,2,FALSE)))","v":""},{"$f":"IF(H108=\"電算室用\",\"\",IF(K108=\"\",\"\",VLOOKUP('23_パッケージ (撤去) '!E108,$AI$2:$AK$9,3,FALSE)))","v":""},null,null,{"$f":"IF(L108=\"\",\"\",IF(L108=\"電気\",K108*(M108*Y108+N108*Z108),IF(L108=\"都市ガス\",K108*(M108*Y108+N108*Z108)*3.6/'2_メイン'!$AA$20,K108*(M108*Y108+N108*Z108)*3.6/'2_メイン'!$AC$20)))","v":""},"","","",null,0,0,""]
[null,96,null,null,null,null,null,null,null,null,null,null,null,null,"",{"$f":"IF(H109=\"電算室用\",$AD$9,IF(K109=\"\",\"\",VLOOKUP('23_パッケージ (撤去) '!E109,'23_パッケージ (撤去) '!$AI$2:$AJ$9,2,FALSE)))","v":""},{"$f":"IF(H109=\"電算室用\",\"\",IF(K109=\"\",\"\",VLOOKUP('23_パッケージ (撤去) '!E109,$AI$2:$AK$9,3,FALSE)))","v":""},null,null,{"$f":"IF(L109=\"\",\"\",IF(L109=\"電気\",K109*(M109*Y109+N109*Z109),IF(L109=\"都市ガス\",K109*(M109*Y109+N109*Z109)*3.6/'2_メイン'!$AA$20,K109*(M109*Y109+N109*Z109)*3.6/'2_メイン'!$AC$20)))","v":""},"","","",null,0,0,""]
[null,97,null,null,null,null,null,null,null,null,null,null,null,null,{"$f":"IF(OR(K110=\"\",AND(M110=\"\",N110=\"\")),\"\",(IF(M110=0,0,I110/M110)+IF(N110=0,0,J110/N110))/(SIGN(M110)+SIGN(N110)))","v":""},{"$f":"IF(H110=\"電算室用\",$AD$9,IF(K110=\"\",\"\",VLOOKUP('23_パッケージ (撤去) '!E110,'23_パッケージ (撤去) '!$AI$2:$AJ$9,2,FALSE)))","v":""},{"$f":"IF(H110=\"電算室用\",\"\",IF(K110=\"\",\"\",VLOOKUP('23_パッケージ (撤去) '!E110,$AI$2:$AK$9,3,FALSE)))","v":""},null,null,{"$f":"IF(L110=\"\",\"\",IF(L110=\"電気\",K110*(M110*Y110+N110*Z110),IF(L110=\"都市ガス\",K110*(M110*Y110+N110*Z110)*3.6/'2_メイン'!$AA$20,K110*(M110*Y110+N110*Z110)*3.6/'2_メイン'!$AC$20)))","v":""},"","","",null,0,0,""]
[null,98,null,null,null,null,null,null,null,null,null,null,null,null,"",{"$f":"IF(H111=\"電算室用\",$AD$9,IF(K111=\"\",\"\",VLOOKUP('23_パッケージ (撤去) '!E111,'23_パッケージ (撤去) '!$AI$2:$AJ$9,2,FALSE)))","v":""},{"$f":"IF(H111=\"電算室用\",\"\",IF(K111=\"\",\"\",VLOOKUP('23_パッケージ (撤去) '!E111,$AI$2:$AK$9,3,FALSE)))","v":""},null,null,{"$f":"IF(L111=\"\",\"\",IF(L111=\"電気\",K111*(M111*Y111+N111*Z111),IF(L111=\"都市ガス\",K111*(M111*Y111+N111*Z111)*3.6/'2_メイン'!$AA$20,K111*(M111*Y111+N111*Z111)*3.6/'2_メイン'!$AC$20)))","v":""},"","","",null,0,0,""]
[null,99,null,null,null,null,null,null,null,null,null,null,null,null,"",{"$f":"IF(H112=\"電算室用\",$AD$9,IF(K112=\"\",\"\",VLOOKUP('23_パッケージ (撤去) '!E112,'23_パッケージ (撤去) '!$AI$2:$AJ$9,2,FALSE)))","v":""},{"$f":"IF(H112=\"電算室用\",\"\",IF(K112=\"\",\"\",VLOOKUP('23_パッケージ (撤去) '!E112,$AI$2:$AK$9,3,FALSE)))","v":""},null,null,{"$f":"IF(L112=\"\",\"\",IF(L112=\"電気\",K112*(M112*Y112+N112*Z112),IF(L112=\"都市ガス\",K112*(M112*Y112+N112*Z112)*3.6/'2_メイン'!$AA$20,K112*(M112*Y112+N112*Z112)*3.6/'2_メイン'!$AC$20)))","v":""},"","","",null,0,0,""]
[null,100,null,null,null,null,null,null,null,null,null,null,null,null,"",{"$f":"IF(H113=\"電算室用\",$AD$9,IF(K113=\"\",\"\",VLOOKUP('23_パッケージ (撤去) '!E113,'23_パッケージ (撤去) '!$AI$2:$AJ$9,2,FALSE)))","v":""},{"$f":"IF(H113=\"電算室用\",\"\",IF(K113=\"\",\"\",VLOOKUP('23_パッケージ (撤去) '!E113,$AI$2:$AK$9,3,FALSE)))","v":""},null,null,{"$f":"IF(L113=\"\",\"\",IF(L113=\"電気\",K113*(M113*Y113+N113*Z113),IF(L113=\"都市ガス\",K113*(M113*Y113+N113*Z113)*3.6/'2_メイン'!$AA$20,K113*(M113*Y113+N113*Z113)*3.6/'2_メイン'!$AC$20)))","v":""},"","","",null,0,0,""]
[null,101,null,null,null,null,null,null,null,null,null,null,null,null,"",{"$f":"IF(H114=\"電算室用\",$AD$9,IF(K114=\"\",\"\",VLOOKUP('23_パッケージ (撤去) '!E114,'23_パッケージ (撤去) '!$AI$2:$AJ$9,2,FALSE)))","v":""},{"$f":"IF(H114=\"電算室用\",\"\",IF(K114=\"\",\"\",VLOOKUP('23_パッケージ (撤去) '!E114,$AI$2:$AK$9,3,FALSE)))","v":""},null,null,{"$f":"IF(L114=\"\",\"\",IF(L114=\"電気\",K114*(M114*Y114+N114*Z114),IF(L114=\"都市ガス\",K114*(M114*Y114+N114*Z114)*3.6/'2_メイン'!$AA$20,K114*(M114*Y114+N114*Z114)*3.6/'2_メイン'!$AC$20)))","v":""},"","","",null,0,0,""]
[null,102,null,null,null,null,null,null,null,null,null,null,null,null,"",{"$f":"IF(H115=\"電算室用\",$AD$9,IF(K115=\"\",\"\",VLOOKUP('23_パッケージ (撤去) '!E115,'23_パッケージ (撤去) '!$AI$2:$AJ$9,2,FALSE)))","v":""},{"$f":"IF(H115=\"電算室用\",\"\",IF(K115=\"\",\"\",VLOOKUP('23_パッケージ (撤去) '!E115,$AI$2:$AK$9,3,FALSE)))","v":""},null,null,{"$f":"IF(L115=\"\",\"\",IF(L115=\"電気\",K115*(M115*Y115+N115*Z115),IF(L115=\"都市ガス\",K115*(M115*Y115+N115*Z115)*3.6/'2_メイン'!$AA$20,K115*(M115*Y115+N115*Z115)*3.6/'2_メイン'!$AC$20)))","v":""},"","","",null,0,0,""]
[null,103,null,null,null,null,null,null,null,null,null,null,null,null,"",{"$f":"IF(H116=\"電算室用\",$AD$9,IF(K116=\"\",\"\",VLOOKUP('23_パッケージ (撤去) '!E116,'23_パッケージ (撤去) '!$AI$2:$AJ$9,2,FALSE)))","v":""},{"$f":"IF(H116=\"電算室用\",\"\",IF(K116=\"\",\"\",VLOOKUP('23_パッケージ (撤去) '!E116,$AI$2:$AK$9,3,FALSE)))","v":""},null,null,{"$f":"IF(L116=\"\",\"\",IF(L116=\"電気\",K116*(M116*Y116+N116*Z116),IF(L116=\"都市ガス\",K116*(M116*Y116+N116*Z116)*3.6/'2_メイン'!$AA$20,K116*(M116*Y116+N116*Z116)*3.6/'2_メイン'!$AC$20)))","v":""},"","","",null,0,0,""]
[null,104,null,null,null,null,null,null,null,null,null,null,null,null,"",{"$f":"IF(H117=\"電算室用\",$AD$9,IF(K117=\"\",\"\",VLOOKUP('23_パッケージ (撤去) '!E117,'23_パッケージ (撤去) '!$AI$2:$AJ$9,2,FALSE)))","v":""},{"$f":"IF(H117=\"電算室用\",\"\",IF(K117=\"\",\"\",VLOOKUP('23_パッケージ (撤去) '!E117,$AI$2:$AK$9,3,FALSE)))","v":""},null,null,{"$f":"IF(L117=\"\",\"\",IF(L117=\"電気\",K117*(M117*Y117+N117*Z117),IF(L117=\"都市ガス\",K117*(M117*Y117+N117*Z117)*3.6/'2_メイン'!$AA$20,K117*(M117*Y117+N117*Z117)*3.6/'2_メイン'!$AC$20)))","v":""},"","","",null,0,0,""]
[null,105,null,null,null,null,null,null,null,null,null,null,null,null,"",{"$f":"IF(H118=\"電算室用\",$AD$9,IF(K118=\"\",\"\",VLOOKUP('23_パッケージ (撤去) '!E118,'23_パッケージ (撤去) '!$AI$2:$AJ$9,2,FALSE)))","v":""},{"$f":"IF(H118=\"電算室用\",\"\",IF(K118=\"\",\"\",VLOOKUP('23_パッケージ (撤去) '!E118,$AI$2:$AK$9,3,FALSE)))","v":""},null,null,{"$f":"IF(L118=\"\",\"\",IF(L118=\"電気\",K118*(M118*Y118+N118*Z118),IF(L118=\"都市ガス\",K118*(M118*Y118+N118*Z118)*3.6/'2_メイン'!$AA$20,K118*(M118*Y118+N118*Z118)*3.6/'2_メイン'!$AC$20)))","v":""},"","","",null,0,0,""]
[null,106,null,null,null,null,null,null,null,null,null,null,null,null,"",{"$f":"IF(H119=\"電算室用\",$AD$9,IF(K119=\"\",\"\",VLOOKUP('23_パッケージ (撤去) '!E119,'23_パッケージ (撤去) '!$AI$2:$AJ$9,2,FALSE)))","v":""},{"$f":"IF(H119=\"電算室用\",\"\",IF(K119=\"\",\"\",VLOOKUP('23_パッケージ (撤去) '!E119,$AI$2:$AK$9,3,FALSE)))","v":""},null,null,{"$f":"IF(L119=\"\",\"\",IF(L119=\"電気\",K119*(M119*Y119+N119*Z119),IF(L119=\"都市ガス\",K119*(M119*Y119+N119*Z119)*3.6/'2_メイン'!$AA$20,K119*(M119*Y119+N119*Z119)*3.6/'2_メイン'!$AC$20)))","v":""},"","","",null,0,0,""]
[null,107,null,null,null,null,null,null,null,null,null,null,null,null,"",{"$f":"IF(H120=\"電算室用\",$AD$9,IF(K120=\"\",\"\",VLOOKUP('23_パッケージ (撤去) '!E120,'23_パッケージ (撤去) '!$AI$2:$AJ$9,2,FALSE)))","v":""},{"$f":"IF(H120=\"電算室用\",\"\",IF(K120=\"\",\"\",VLOOKUP('23_パッケージ (撤去) '!E120,$AI$2:$AK$9,3,FALSE)))","v":""},null,null,{"$f":"IF(L120=\"\",\"\",IF(L120=\"電気\",K120*(M120*Y120+N120*Z120),IF(L120=\"都市ガス\",K120*(M120*Y120+N120*Z120)*3.6/'2_メイン'!$AA$20,K120*(M120*Y120+N120*Z120)*3.6/'2_メイン'!$AC$20)))","v":""},"","","",null,0,0,""]
[null,108,null,null,null,null,null,null,null,null,null,null,null,null,"",{"$f":"IF(H121=\"電算室用\",$AD$9,IF(K121=\"\",\"\",VLOOKUP('23_パッケージ (撤去) '!E121,'23_パッケージ (撤去) '!$AI$2:$AJ$9,2,FALSE)))","v":""},{"$f":"IF(H121=\"電算室用\",\"\",IF(K121=\"\",\"\",VLOOKUP('23_パッケージ (撤去) '!E121,$AI$2:$AK$9,3,FALSE)))","v":""},null,null,{"$f":"IF(L121=\"\",\"\",IF(L121=\"電気\",K121*(M121*Y121+N121*Z121),IF(L121=\"都市ガス\",K121*(M121*Y121+N121*Z121)*3.6/'2_メイン'!$AA$20,K121*(M121*Y121+N121*Z121)*3.6/'2_メイン'!$AC$20)))","v":""},"","","",null,0,0,""]
[null,109,null,null,null,null,null,null,null,null,null,null,null,null,"",{"$f":"IF(H122=\"電算室用\",$AD$9,IF(K122=\"\",\"\",VLOOKUP('23_パッケージ (撤去) '!E122,'23_パッケージ (撤去) '!$AI$2:$AJ$9,2,FALSE)))","v":""},{"$f":"IF(H122=\"電算室用\",\"\",IF(K122=\"\",\"\",VLOOKUP('23_パッケージ (撤去) '!E122,$AI$2:$AK$9,3,FALSE)))","v":""},null,null,{"$f":"IF(L122=\"\",\"\",IF(L122=\"電気\",K122*(M122*Y122+N122*Z122),IF(L122=\"都市ガス\",K122*(M122*Y122+N122*Z122)*3.6/'2_メイン'!$AA$20,K122*(M122*Y122+N122*Z122)*3.6/'2_メイン'!$AC$20)))","v":""},"","","",null,0,0,""]
[null,110,null,null,null,null,null,null,null,null,null,null,null,null,"",{"$f":"IF(H123=\"電算室用\",$AD$9,IF(K123=\"\",\"\",VLOOKUP('23_パッケージ (撤去) '!E123,'23_パッケージ (撤去) '!$AI$2:$AJ$9,2,FALSE)))","v":""},{"$f":"IF(H123=\"電算室用\",\"\",IF(K123=\"\",\"\",VLOOKUP('23_パッケージ (撤去) '!E123,$AI$2:$AK$9,3,FALSE)))","v":""},null,null,{"$f":"IF(L123=\"\",\"\",IF(L123=\"電気\",K123*(M123*Y123+N123*Z123),IF(L123=\"都市ガス\",K123*(M123*Y123+N123*Z123)*3.6/'2_メイン'!$AA$20,K123*(M123*Y123+N123*Z123)*3.6/'2_メイン'!$AC$20)))","v":""},"","","",null,0,0,""]
[null,111,null,null,null,null,null,null,null,null,null,null,null,null,"",{"$f":"IF(H124=\"電算室用\",$AD$9,IF(K124=\"\",\"\",VLOOKUP('23_パッケージ (撤去) '!E124,'23_パッケージ (撤去) '!$AI$2:$AJ$9,2,FALSE)))","v":""},{"$f":"IF(H124=\"電算室用\",\"\",IF(K124=\"\",\"\",VLOOKUP('23_パッケージ (撤去) '!E124,$AI$2:$AK$9,3,FALSE)))","v":""},null,null,{"$f":"IF(L124=\"\",\"\",IF(L124=\"電気\",K124*(M124*Y124+N124*Z124),IF(L124=\"都市ガス\",K124*(M124*Y124+N124*Z124)*3.6/'2_メイン'!$AA$20,K124*(M124*Y124+N124*Z124)*3.6/'2_メイン'!$AC$20)))","v":""},"","","",null,0,0,""]
[null,112,null,null,null,null,null,null,null,null,null,null,null,null,"",{"$f":"IF(H125=\"電算室用\",$AD$9,IF(K125=\"\",\"\",VLOOKUP('23_パッケージ (撤去) '!E125,'23_パッケージ (撤去) '!$AI$2:$AJ$9,2,FALSE)))","v":""},{"$f":"IF(H125=\"電算室用\",\"\",IF(K125=\"\",\"\",VLOOKUP('23_パッケージ (撤去) '!E125,$AI$2:$AK$9,3,FALSE)))","v":""},null,null,{"$f":"IF(L125=\"\",\"\",IF(L125=\"電気\",K125*(M125*Y125+N125*Z125),IF(L125=\"都市ガス\",K125*(M125*Y125+N125*Z125)*3.6/'2_メイン'!$AA$20,K125*(M125*Y125+N125*Z125)*3.6/'2_メイン'!$AC$20)))","v":""},"","","",null,0,0,""]
[null,113,null,null,null,null,null,null,null,null,null,null,null,null,"",{"$f":"IF(H126=\"電算室用\",$AD$9,IF(K126=\"\",\"\",VLOOKUP('23_パッケージ (撤去) '!E126,'23_パッケージ (撤去) '!$AI$2:$AJ$9,2,FALSE)))","v":""},{"$f":"IF(H126=\"電算室用\",\"\",IF(K126=\"\",\"\",VLOOKUP('23_パッケージ (撤去) '!E126,$AI$2:$AK$9,3,FALSE)))","v":""},null,null,{"$f":"IF(L126=\"\",\"\",IF(L126=\"電気\",K126*(M126*Y126+N126*Z126),IF(L126=\"都市ガス\",K126*(M126*Y126+N126*Z126)*3.6/'2_メイン'!$AA$20,K126*(M126*Y126+N126*Z126)*3.6/'2_メイン'!$AC$20)))","v":""},"","","",null,0,0,""]
[null,114,null,null,null,null,null,null,null,null,null,null,null,null,"",{"$f":"IF(H127=\"電算室用\",$AD$9,IF(K127=\"\",\"\",VLOOKUP('23_パッケージ (撤去) '!E127,'23_パッケージ (撤去) '!$AI$2:$AJ$9,2,FALSE)))","v":""},{"$f":"IF(H127=\"電算室用\",\"\",IF(K127=\"\",\"\",VLOOKUP('23_パッケージ (撤去) '!E127,$AI$2:$AK$9,3,FALSE)))","v":""},null,null,{"$f":"IF(L127=\"\",\"\",IF(L127=\"電気\",K127*(M127*Y127+N127*Z127),IF(L127=\"都市ガス\",K127*(M127*Y127+N127*Z127)*3.6/'2_メイン'!$AA$20,K127*(M127*Y127+N127*Z127)*3.6/'2_メイン'!$AC$20)))","v":""},"","","",null,0,0,""]
[null,115,null,null,null,null,null,null,null,null,null,null,null,null,"",{"$f":"IF(H128=\"電算室用\",$AD$9,IF(K128=\"\",\"\",VLOOKUP('23_パッケージ (撤去) '!E128,'23_パッケージ (撤去) '!$AI$2:$AJ$9,2,FALSE)))","v":""},{"$f":"IF(H128=\"電算室用\",\"\",IF(K128=\"\",\"\",VLOOKUP('23_パッケージ (撤去) '!E128,$AI$2:$AK$9,3,FALSE)))","v":""},null,null,{"$f":"IF(L128=\"\",\"\",IF(L128=\"電気\",K128*(M128*Y128+N128*Z128),IF(L128=\"都市ガス\",K128*(M128*Y128+N128*Z128)*3.6/'2_メイン'!$AA$20,K128*(M128*Y128+N128*Z128)*3.6/'2_メイン'!$AC$20)))","v":""},"","","",null,0,0,""]
[null,116,null,null,null,null,null,null,null,null,null,null,null,null,"",{"$f":"IF(H129=\"電算室用\",$AD$9,IF(K129=\"\",\"\",VLOOKUP('23_パッケージ (撤去) '!E129,'23_パッケージ (撤去) '!$AI$2:$AJ$9,2,FALSE)))","v":""},{"$f":"IF(H129=\"電算室用\",\"\",IF(K129=\"\",\"\",VLOOKUP('23_パッケージ (撤去) '!E129,$AI$2:$AK$9,3,FALSE)))","v":""},null,null,{"$f":"IF(L129=\"\",\"\",IF(L129=\"電気\",K129*(M129*Y129+N129*Z129),IF(L129=\"都市ガス\",K129*(M129*Y129+N129*Z129)*3.6/'2_メイン'!$AA$20,K129*(M129*Y129+N129*Z129)*3.6/'2_メイン'!$AC$20)))","v":""},"","","",null,0,0,""]
[null,117,null,null,null,null,null,null,null,null,null,null,null,null,"",{"$f":"IF(H130=\"電算室用\",$AD$9,IF(K130=\"\",\"\",VLOOKUP('23_パッケージ (撤去) '!E130,'23_パッケージ (撤去) '!$AI$2:$AJ$9,2,FALSE)))","v":""},{"$f":"IF(H130=\"電算室用\",\"\",IF(K130=\"\",\"\",VLOOKUP('23_パッケージ (撤去) '!E130,$AI$2:$AK$9,3,FALSE)))","v":""},null,null,{"$f":"IF(L130=\"\",\"\",IF(L130=\"電気\",K130*(M130*Y130+N130*Z130),IF(L130=\"都市ガス\",K130*(M130*Y130+N130*Z130)*3.6/'2_メイン'!$AA$20,K130*(M130*Y130+N130*Z130)*3.6/'2_メイン'!$AC$20)))","v":""},"","","",null,0,0,""]
[null,118,null,null,null,null,null,null,null,null,null,null,null,null,"",{"$f":"IF(H131=\"電算室用\",$AD$9,IF(K131=\"\",\"\",VLOOKUP('23_パッケージ (撤去) '!E131,'23_パッケージ (撤去) '!$AI$2:$AJ$9,2,FALSE)))","v":""},{"$f":"IF(H131=\"電算室用\",\"\",IF(K131=\"\",\"\",VLOOKUP('23_パッケージ (撤去) '!E131,$AI$2:$AK$9,3,FALSE)))","v":""},null,null,{"$f":"IF(L131=\"\",\"\",IF(L131=\"電気\",K131*(M131*Y131+N131*Z131),IF(L131=\"都市ガス\",K131*(M131*Y131+N131*Z131)*3.6/'2_メイン'!$AA$20,K131*(M131*Y131+N131*Z131)*3.6/'2_メイン'!$AC$20)))","v":""},"","","",null,0,0,""]
[null,119,null,null,null,null,null,null,null,null,null,null,null,null,"",{"$f":"IF(H132=\"電算室用\",$AD$9,IF(K132=\"\",\"\",VLOOKUP('23_パッケージ (撤去) '!E132,'23_パッケージ (撤去) '!$AI$2:$AJ$9,2,FALSE)))","v":""},{"$f":"IF(H132=\"電算室用\",\"\",IF(K132=\"\",\"\",VLOOKUP('23_パッケージ (撤去) '!E132,$AI$2:$AK$9,3,FALSE)))","v":""},null,null,{"$f":"IF(L132=\"\",\"\",IF(L132=\"電気\",K132*(M132*Y132+N132*Z132),IF(L132=\"都市ガス\",K132*(M132*Y132+N132*Z132)*3.6/'2_メイン'!$AA$20,K132*(M132*Y132+N132*Z132)*3.6/'2_メイン'!$AC$20)))","v":""},"","","",null,0,0,""]
[null,120,null,null,null,null,null,null,null,null,null,null,null,null,"",{"$f":"IF(H133=\"電算室用\",$AD$9,IF(K133=\"\",\"\",VLOOKUP('23_パッケージ (撤去) '!E133,'23_パッケージ (撤去) '!$AI$2:$AJ$9,2,FALSE)))","v":""},{"$f":"IF(H133=\"電算室用\",\"\",IF(K133=\"\",\"\",VLOOKUP('23_パッケージ (撤去) '!E133,$AI$2:$AK$9,3,FALSE)))","v":""},null,null,{"$f":"IF(L133=\"\",\"\",IF(L133=\"電気\",K133*(M133*Y133+N133*Z133),IF(L133=\"都市ガス\",K133*(M133*Y133+N133*Z133)*3.6/'2_メイン'!$AA$20,K133*(M133*Y133+N133*Z133)*3.6/'2_メイン'!$AC$20)))","v":""},"","","",null,0,0,""]
[null,121,null,null,null,null,null,null,null,null,null,null,null,null,"",{"$f":"IF(H134=\"電算室用\",$AD$9,IF(K134=\"\",\"\",VLOOKUP('23_パッケージ (撤去) '!E134,'23_パッケージ (撤去) '!$AI$2:$AJ$9,2,FALSE)))","v":""},{"$f":"IF(H134=\"電算室用\",\"\",IF(K134=\"\",\"\",VLOOKUP('23_パッケージ (撤去) '!E134,$AI$2:$AK$9,3,FALSE)))","v":""},null,null,{"$f":"IF(L134=\"\",\"\",IF(L134=\"電気\",K134*(M134*Y134+N134*Z134),IF(L134=\"都市ガス\",K134*(M134*Y134+N134*Z134)*3.6/'2_メイン'!$AA$20,K134*(M134*Y134+N134*Z134)*3.6/'2_メイン'!$AC$20)))","v":""},"","","",null,0,0,""]
[null,122,null,null,null,null,null,null,null,null,null,null,null,null,"",{"$f":"IF(H135=\"電算室用\",$AD$9,IF(K135=\"\",\"\",VLOOKUP('23_パッケージ (撤去) '!E135,'23_パッケージ (撤去) '!$AI$2:$AJ$9,2,FALSE)))","v":""},{"$f":"IF(H135=\"電算室用\",\"\",IF(K135=\"\",\"\",VLOOKUP('23_パッケージ (撤去) '!E135,$AI$2:$AK$9,3,FALSE)))","v":""},null,null,{"$f":"IF(L135=\"\",\"\",IF(L135=\"電気\",K135*(M135*Y135+N135*Z135),IF(L135=\"都市ガス\",K135*(M135*Y135+N135*Z135)*3.6/'2_メイン'!$AA$20,K135*(M135*Y135+N135*Z135)*3.6/'2_メイン'!$AC$20)))","v":""},"","","",null,0,0,""]
[null,123,null,null,null,null,null,null,null,null,null,null,null,null,"",{"$f":"IF(H136=\"電算室用\",$AD$9,IF(K136=\"\",\"\",VLOOKUP('23_パッケージ (撤去) '!E136,'23_パッケージ (撤去) '!$AI$2:$AJ$9,2,FALSE)))","v":""},{"$f":"IF(H136=\"電算室用\",\"\",IF(K136=\"\",\"\",VLOOKUP('23_パッケージ (撤去) '!E136,$AI$2:$AK$9,3,FALSE)))","v":""},null,null,{"$f":"IF(L136=\"\",\"\",IF(L136=\"電気\",K136*(M136*Y136+N136*Z136),IF(L136=\"都市ガス\",K136*(M136*Y136+N136*Z136)*3.6/'2_メイン'!$AA$20,K136*(M136*Y136+N136*Z136)*3.6/'2_メイン'!$AC$20)))","v":""},"","","",null,0,0,""]
[null,124,null,null,null,null,null,null,null,null,null,null,null,null,"",{"$f":"IF(H137=\"電算室用\",$AD$9,IF(K137=\"\",\"\",VLOOKUP('23_パッケージ (撤去) '!E137,'23_パッケージ (撤去) '!$AI$2:$AJ$9,2,FALSE)))","v":""},{"$f":"IF(H137=\"電算室用\",\"\",IF(K137=\"\",\"\",VLOOKUP('23_パッケージ (撤去) '!E137,$AI$2:$AK$9,3,FALSE)))","v":""},null,null,{"$f":"IF(L137=\"\",\"\",IF(L137=\"電気\",K137*(M137*Y137+N137*Z137),IF(L137=\"都市ガス\",K137*(M137*Y137+N137*Z137)*3.6/'2_メイン'!$AA$20,K137*(M137*Y137+N137*Z137)*3.6/'2_メイン'!$AC$20)))","v":""},"","","",null,0,0,""]
[null,125,null,null,null,null,null,null,null,null,null,null,null,null,"",{"$f":"IF(H138=\"電算室用\",$AD$9,IF(K138=\"\",\"\",VLOOKUP('23_パッケージ (撤去) '!E138,'23_パッケージ (撤去) '!$AI$2:$AJ$9,2,FALSE)))","v":""},{"$f":"IF(H138=\"電算室用\",\"\",IF(K138=\"\",\"\",VLOOKUP('23_パッケージ (撤去) '!E138,$AI$2:$AK$9,3,FALSE)))","v":""},null,null,{"$f":"IF(L138=\"\",\"\",IF(L138=\"電気\",K138*(M138*Y138+N138*Z138),IF(L138=\"都市ガス\",K138*(M138*Y138+N138*Z138)*3.6/'2_メイン'!$AA$20,K138*(M138*Y138+N138*Z138)*3.6/'2_メイン'!$AC$20)))","v":""},"","","",null,0,0,""]
[null,126,null,null,null,null,null,null,null,null,null,null,null,null,"",{"$f":"IF(H139=\"電算室用\",$AD$9,IF(K139=\"\",\"\",VLOOKUP('23_パッケージ (撤去) '!E139,'23_パッケージ (撤去) '!$AI$2:$AJ$9,2,FALSE)))","v":""},{"$f":"IF(H139=\"電算室用\",\"\",IF(K139=\"\",\"\",VLOOKUP('23_パッケージ (撤去) '!E139,$AI$2:$AK$9,3,FALSE)))","v":""},null,null,{"$f":"IF(L139=\"\",\"\",IF(L139=\"電気\",K139*(M139*Y139+N139*Z139),IF(L139=\"都市ガス\",K139*(M139*Y139+N139*Z139)*3.6/'2_メイン'!$AA$20,K139*(M139*Y139+N139*Z139)*3.6/'2_メイン'!$AC$20)))","v":""},"","","",null,0,0,""]
[null,127,null,null,null,null,null,null,null,null,null,null,null,null,"",{"$f":"IF(H140=\"電算室用\",$AD$9,IF(K140=\"\",\"\",VLOOKUP('23_パッケージ (撤去) '!E140,'23_パッケージ (撤去) '!$AI$2:$AJ$9,2,FALSE)))","v":""},{"$f":"IF(H140=\"電算室用\",\"\",IF(K140=\"\",\"\",VLOOKUP('23_パッケージ (撤去) '!E140,$AI$2:$AK$9,3,FALSE)))","v":""},null,null,{"$f":"IF(L140=\"\",\"\",IF(L140=\"電気\",K140*(M140*Y140+N140*Z140),IF(L140=\"都市ガス\",K140*(M140*Y140+N140*Z140)*3.6/'2_メイン'!$AA$20,K140*(M140*Y140+N140*Z140)*3.6/'2_メイン'!$AC$20)))","v":""},"","","",null,0,0,""]
[null,128,null,null,null,null,null,null,null,null,null,null,null,null,"",{"$f":"IF(H141=\"電算室用\",$AD$9,IF(K141=\"\",\"\",VLOOKUP('23_パッケージ (撤去) '!E141,'23_パッケージ (撤去) '!$AI$2:$AJ$9,2,FALSE)))","v":""},{"$f":"IF(H141=\"電算室用\",\"\",IF(K141=\"\",\"\",VLOOKUP('23_パッケージ (撤去) '!E141,$AI$2:$AK$9,3,FALSE)))","v":""},null,null,{"$f":"IF(L141=\"\",\"\",IF(L141=\"電気\",K141*(M141*Y141+N141*Z141),IF(L141=\"都市ガス\",K141*(M141*Y141+N141*Z141)*3.6/'2_メイン'!$AA$20,K141*(M141*Y141+N141*Z141)*3.6/'2_メイン'!$AC$20)))","v":""},"","","",null,0,0,""]
[null,129,null,null,null,null,null,null,null,null,null,null,null,null,{"$f":"IF(OR(K142=\"\",AND(M142=\"\",N142=\"\")),\"\",(IF(M142=0,0,I142/M142)+IF(N142=0,0,J142/N142))/(SIGN(M142)+SIGN(N142)))","v":""},{"$f":"IF(H142=\"電算室用\",$AD$9,IF(K142=\"\",\"\",VLOOKUP('23_パッケージ (撤去) '!E142,'23_パッケージ (撤去) '!$AI$2:$AJ$9,2,FALSE)))","v":""},{"$f":"IF(H142=\"電算室用\",\"\",IF(K142=\"\",\"\",VLOOKUP('23_パッケージ (撤去) '!E142,$AI$2:$AK$9,3,FALSE)))","v":""},null,null,{"$f":"IF(L142=\"\",\"\",IF(L142=\"電気\",K142*(M142*Y142+N142*Z142),IF(L142=\"都市ガス\",K142*(M142*Y142+N142*Z142)*3.6/'2_メイン'!$AA$20,K142*(M142*Y142+N142*Z142)*3.6/'2_メイン'!$AC$20)))","v":""},"",{"$f":"IF(T142=\"\",\"\",T142*HLOOKUP(L142,$AD$4:$AF$6,3,FALSE)/1000)","v":""},{"$f":"IF(T142=\"\",\"\",T142*HLOOKUP(L142,$AD$4:$AF$5,2,FALSE))","v":""},null,{"$f":"IFERROR(IF(H142=\"電算室用\",IF(R142=\"\",$AD$8,$AD$8*R142/P142),IF(R142=\"\",P142,R142)/P142*VLOOKUP(E142,$AI$2:$AM$9,4,FALSE)),0)","v":0},0,""]
[null,130,null,null,null,null,null,null,null,null,null,null,null,null,"",{"$f":"IF(H143=\"電算室用\",$AD$9,IF(K143=\"\",\"\",VLOOKUP('23_パッケージ (撤去) '!E143,'23_パッケージ (撤去) '!$AI$2:$AJ$9,2,FALSE)))","v":""},{"$f":"IF(H143=\"電算室用\",\"\",IF(K143=\"\",\"\",VLOOKUP('23_パッケージ (撤去) '!E143,$AI$2:$AK$9,3,FALSE)))","v":""},null,null,{"$f":"IF(L143=\"\",\"\",IF(L143=\"電気\",K143*(M143*Y143+N143*Z143),IF(L143=\"都市ガス\",K143*(M143*Y143+N143*Z143)*3.6/'2_メイン'!$AA$20,K143*(M143*Y143+N143*Z143)*3.6/'2_メイン'!$AC$20)))","v":""},{"$f":"IF(L143=\"\",\"\",IF(L143=\"電気\",\"kWh/年\",IF(L143=\"都市ガス\",\"Nm3/年\",\"kg/年\")))","v":""},"","",null,0,{"$f":"IFERROR(IF(H143=\"電算室用\",0,IF(S143=\"\",Q143,S143)/Q143*VLOOKUP(E143,$AI$2:$AM$9,5,FALSE)),0)","v":0},{"$f":"IF(OR(I143=\"\",K143=\"\"),\"\",I143*K143)","v":""}]
[null,131,null,null,null,null,null,null,null,null,null,null,null,null,"",{"$f":"IF(H144=\"電算室用\",$AD$9,IF(K144=\"\",\"\",VLOOKUP('23_パッケージ (撤去) '!E144,'23_パッケージ (撤去) '!$AI$2:$AJ$9,2,FALSE)))","v":""},{"$f":"IF(H144=\"電算室用\",\"\",IF(K144=\"\",\"\",VLOOKUP('23_パッケージ (撤去) '!E144,$AI$2:$AK$9,3,FALSE)))","v":""},null,null,{"$f":"IF(L144=\"\",\"\",IF(L144=\"電気\",K144*(M144*Y144+N144*Z144),IF(L144=\"都市ガス\",K144*(M144*Y144+N144*Z144)*3.6/'2_メイン'!$AA$20,K144*(M144*Y144+N144*Z144)*3.6/'2_メイン'!$AC$20)))","v":""},"","","",null,0,0,""]
[null,132,null,null,null,null,null,null,null,null,null,null,null,null,"",{"$f":"IF(H145=\"電算室用\",$AD$9,IF(K145=\"\",\"\",VLOOKUP('23_パッケージ (撤去) '!E145,'23_パッケージ (撤去) '!$AI$2:$AJ$9,2,FALSE)))","v":""},{"$f":"IF(H145=\"電算室用\",\"\",IF(K145=\"\",\"\",VLOOKUP('23_パッケージ (撤去) '!E145,$AI$2:$AK$9,3,FALSE)))","v":""},null,null,{"$f":"IF(L145=\"\",\"\",IF(L145=\"電気\",K145*(M145*Y145+N145*Z145),IF(L145=\"都市ガス\",K145*(M145*Y145+N145*Z145)*3.6/'2_メイン'!$AA$20,K145*(M145*Y145+N145*Z145)*3.6/'2_メイン'!$AC$20)))","v":""},"","","",null,0,0,""]
[null,133,null,null,null,null,null,null,null,null,null,null,null,null,"",{"$f":"IF(H146=\"電算室用\",$AD$9,IF(K146=\"\",\"\",VLOOKUP('23_パッケージ (撤去) '!E146,'23_パッケージ (撤去) '!$AI$2:$AJ$9,2,FALSE)))","v":""},{"$f":"IF(H146=\"電算室用\",\"\",IF(K146=\"\",\"\",VLOOKUP('23_パッケージ (撤去) '!E146,$AI$2:$AK$9,3,FALSE)))","v":""},null,null,{"$f":"IF(L146=\"\",\"\",IF(L146=\"電気\",K146*(M146*Y146+N146*Z146),IF(L146=\"都市ガス\",K146*(M146*Y146+N146*Z146)*3.6/'2_メイン'!$AA$20,K146*(M146*Y146+N146*Z146)*3.6/'2_メイン'!$AC$20)))","v":""},"","","",null,0,0,""]
[null,134,null,null,null,null,null,null,null,null,null,null,null,null,"",{"$f":"IF(H147=\"電算室用\",$AD$9,IF(K147=\"\",\"\",VLOOKUP('23_パッケージ (撤去) '!E147,'23_パッケージ (撤去) '!$AI$2:$AJ$9,2,FALSE)))","v":""},{"$f":"IF(H147=\"電算室用\",\"\",IF(K147=\"\",\"\",VLOOKUP('23_パッケージ (撤去) '!E147,$AI$2:$AK$9,3,FALSE)))","v":""},null,null,{"$f":"IF(L147=\"\",\"\",IF(L147=\"電気\",K147*(M147*Y147+N147*Z147),IF(L147=\"都市ガス\",K147*(M147*Y147+N147*Z147)*3.6/'2_メイン'!$AA$20,K147*(M147*Y147+N147*Z147)*3.6/'2_メイン'!$AC$20)))","v":""},"","","",null,0,0,""]
[null,135,null,null,null,null,null,null,null,null,null,null,null,null,"",{"$f":"IF(H148=\"電算室用\",$AD$9,IF(K148=\"\",\"\",VLOOKUP('23_パッケージ (撤去) '!E148,'23_パッケージ (撤去) '!$AI$2:$AJ$9,2,FALSE)))","v":""},{"$f":"IF(H148=\"電算室用\",\"\",IF(K148=\"\",\"\",VLOOKUP('23_パッケージ (撤去) '!E148,$AI$2:$AK$9,3,FALSE)))","v":""},null,null,{"$f":"IF(L148=\"\",\"\",IF(L148=\"電気\",K148*(M148*Y148+N148*Z148),IF(L148=\"都市ガス\",K148*(M148*Y148+N148*Z148)*3.6/'2_メイン'!$AA$20,K148*(M148*Y148+N148*Z148)*3.6/'2_メイン'!$AC$20)))","v":""},"","","",null,0,0,""]
[null,136,null,null,null,null,null,null,null,null,null,null,null,null,"",{"$f":"IF(H149=\"電算室用\",$AD$9,IF(K149=\"\",\"\",VLOOKUP('23_パッケージ (撤去) '!E149,'23_パッケージ (撤去) '!$AI$2:$AJ$9,2,FALSE)))","v":""},{"$f":"IF(H149=\"電算室用\",\"\",IF(K149=\"\",\"\",VLOOKUP('23_パッケージ (撤去) '!E149,$AI$2:$AK$9,3,FALSE)))","v":""},null,null,{"$f":"IF(L149=\"\",\"\",IF(L149=\"電気\",K149*(M149*Y149+N149*Z149),IF(L149=\"都市ガス\",K149*(M149*Y149+N149*Z149)*3.6/'2_メイン'!$AA$20,K149*(M149*Y149+N149*Z149)*3.6/'2_メイン'!$AC$20)))","v":""},"","","",null,0,0,""]
[null,137,null,null,null,null,null,null,null,null,null,null,null,null,"",{"$f":"IF(H150=\"電算室用\",$AD$9,IF(K150=\"\",\"\",VLOOKUP('23_パッケージ (撤去) '!E150,'23_パッケージ (撤去) '!$AI$2:$AJ$9,2,FALSE)))","v":""},{"$f":"IF(H150=\"電算室用\",\"\",IF(K150=\"\",\"\",VLOOKUP('23_パッケージ (撤去) '!E150,$AI$2:$AK$9,3,FALSE)))","v":""},null,null,{"$f":"IF(L150=\"\",\"\",IF(L150=\"電気\",K150*(M150*Y150+N150*Z150),IF(L150=\"都市ガス\",K150*(M150*Y150+N150*Z150)*3.6/'2_メイン'!$AA$20,K150*(M150*Y150+N150*Z150)*3.6/'2_メイン'!$AC$20)))","v":""},"","","",null,0,0,""]
[null,138,null,null,null,null,null,null,null,null,null,null,null,null,"",{"$f":"IF(H151=\"電算室用\",$AD$9,IF(K151=\"\",\"\",VLOOKUP('23_パッケージ (撤去) '!E151,'23_パッケージ (撤去) '!$AI$2:$AJ$9,2,FALSE)))","v":""},{"$f":"IF(H151=\"電算室用\",\"\",IF(K151=\"\",\"\",VLOOKUP('23_パッケージ (撤去) '!E151,$AI$2:$AK$9,3,FALSE)))","v":""},null,null,{"$f":"IF(L151=\"\",\"\",IF(L151=\"電気\",K151*(M151*Y151+N151*Z151),IF(L151=\"都市ガス\",K151*(M151*Y151+N151*Z151)*3.6/'2_メイン'!$AA$20,K151*(M151*Y151+N151*Z151)*3.6/'2_メイン'!$AC$20)))","v":""},"","","",null,0,0,""]
[null,139,null,null,null,null,null,null,null,null,null,null,null,null,"",{"$f":"IF(H152=\"電算室用\",$AD$9,IF(K152=\"\",\"\",VLOOKUP('23_パッケージ (撤去) '!E152,'23_パッケージ (撤去) '!$AI$2:$AJ$9,2,FALSE)))","v":""},{"$f":"IF(H152=\"電算室用\",\"\",IF(K152=\"\",\"\",VLOOKUP('23_パッケージ (撤去) '!E152,$AI$2:$AK$9,3,FALSE)))","v":""},null,null,{"$f":"IF(L152=\"\",\"\",IF(L152=\"電気\",K152*(M152*Y152+N152*Z152),IF(L152=\"都市ガス\",K152*(M152*Y152+N152*Z152)*3.6/'2_メイン'!$AA$20,K152*(M152*Y152+N152*Z152)*3.6/'2_メイン'!$AC$20)))","v":""},"","","",null,0,0,""]
[null,140,null,null,null,null,null,null,null,null,null,null,null,null,"",{"$f":"IF(H153=\"電算室用\",$AD$9,IF(K153=\"\",\"\",VLOOKUP('23_パッケージ (撤去) '!E153,'23_パッケージ (撤去) '!$AI$2:$AJ$9,2,FALSE)))","v":""},{"$f":"IF(H153=\"電算室用\",\"\",IF(K153=\"\",\"\",VLOOKUP('23_パッケージ (撤去) '!E153,$AI$2:$AK$9,3,FALSE)))","v":""},null,null,{"$f":"IF(L153=\"\",\"\",IF(L153=\"電気\",K153*(M153*Y153+N153*Z153),IF(L153=\"都市ガス\",K153*(M153*Y153+N153*Z153)*3.6/'2_メイン'!$AA$20,K153*(M153*Y153+N153*Z153)*3.6/'2_メイン'!$AC$20)))","v":""},"","","",null,0,0,""]
[null,141,null,null,null,null,null,null,null,null,null,null,null,null,"",{"$f":"IF(H154=\"電算室用\",$AD$9,IF(K154=\"\",\"\",VLOOKUP('23_パッケージ (撤去) '!E154,'23_パッケージ (撤去) '!$AI$2:$AJ$9,2,FALSE)))","v":""},{"$f":"IF(H154=\"電算室用\",\"\",IF(K154=\"\",\"\",VLOOKUP('23_パッケージ (撤去) '!E154,$AI$2:$AK$9,3,FALSE)))","v":""},null,null,{"$f":"IF(L154=\"\",\"\",IF(L154=\"電気\",K154*(M154*Y154+N154*Z154),IF(L154=\"都市ガス\",K154*(M154*Y154+N154*Z154)*3.6/'2_メイン'!$AA$20,K154*(M154*Y154+N154*Z154)*3.6/'2_メイン'!$AC$20)))","v":""},"","","",null,0,0,""]
[null,142,null,null,null,null,null,null,null,null,null,null,null,null,"",{"$f":"IF(H155=\"電算室用\",$AD$9,IF(K155=\"\",\"\",VLOOKUP('23_パッケージ (撤去) '!E155,'23_パッケージ (撤去) '!$AI$2:$AJ$9,2,FALSE)))","v":""},{"$f":"IF(H155=\"電算室用\",\"\",IF(K155=\"\",\"\",VLOOKUP('23_パッケージ (撤去) '!E155,$AI$2:$AK$9,3,FALSE)))","v":""},null,null,{"$f":"IF(L155=\"\",\"\",IF(L155=\"電気\",K155*(M155*Y155+N155*Z155),IF(L155=\"都市ガス\",K155*(M155*Y155+N155*Z155)*3.6/'2_メイン'!$AA$20,K155*(M155*Y155+N155*Z155)*3.6/'2_メイン'!$AC$20)))","v":""},"","","",null,0,0,""]
[null,143,null,null,null,null,null,null,null,null,null,null,null,null,"",{"$f":"IF(H156=\"電算室用\",$AD$9,IF(K156=\"\",\"\",VLOOKUP('23_パッケージ (撤去) '!E156,'23_パッケージ (撤去) '!$AI$2:$AJ$9,2,FALSE)))","v":""},{"$f":"IF(H156=\"電算室用\",\"\",IF(K156=\"\",\"\",VLOOKUP('23_パッケージ (撤去) '!E156,$AI$2:$AK$9,3,FALSE)))","v":""},null,null,{"$f":"IF(L156=\"\",\"\",IF(L156=\"電気\",K156*(M156*Y156+N156*Z156),IF(L156=\"都市ガス\",K156*(M156*Y156+N156*Z156)*3.6/'2_メイン'!$AA$20,K156*(M156*Y156+N156*Z156)*3.6/'2_メイン'!$AC$20)))","v":""},"","","",null,0,0,""]
[null,144,null,null,null,null,null,null,null,null,null,null,null,null,"",{"$f":"IF(H157=\"電算室用\",$AD$9,IF(K157=\"\",\"\",VLOOKUP('23_パッケージ (撤去) '!E157,'23_パッケージ (撤去) '!$AI$2:$AJ$9,2,FALSE)))","v":""},{"$f":"IF(H157=\"電算室用\",\"\",IF(K157=\"\",\"\",VLOOKUP('23_パッケージ (撤去) '!E157,$AI$2:$AK$9,3,FALSE)))","v":""},null,null,{"$f":"IF(L157=\"\",\"\",IF(L157=\"電気\",K157*(M157*Y157+N157*Z157),IF(L157=\"都市ガス\",K157*(M157*Y157+N157*Z157)*3.6/'2_メイン'!$AA$20,K157*(M157*Y157+N157*Z157)*3.6/'2_メイン'!$AC$20)))","v":""},"","","",null,0,0,""]
[null,145,null,null,null,null,null,null,null,null,null,null,null,null,"",{"$f":"IF(H158=\"電算室用\",$AD$9,IF(K158=\"\",\"\",VLOOKUP('23_パッケージ (撤去) '!E158,'23_パッケージ (撤去) '!$AI$2:$AJ$9,2,FALSE)))","v":""},{"$f":"IF(H158=\"電算室用\",\"\",IF(K158=\"\",\"\",VLOOKUP('23_パッケージ (撤去) '!E158,$AI$2:$AK$9,3,FALSE)))","v":""},null,null,{"$f":"IF(L158=\"\",\"\",IF(L158=\"電気\",K158*(M158*Y158+N158*Z158),IF(L158=\"都市ガス\",K158*(M158*Y158+N158*Z158)*3.6/'2_メイン'!$AA$20,K158*(M158*Y158+N158*Z158)*3.6/'2_メイン'!$AC$20)))","v":""},"","","",null,0,0,""]
[null,146,null,null,null,null,null,null,null,null,null,null,null,null,"",{"$f":"IF(H159=\"電算室用\",$AD$9,IF(K159=\"\",\"\",VLOOKUP('23_パッケージ (撤去) '!E159,'23_パッケージ (撤去) '!$AI$2:$AJ$9,2,FALSE)))","v":""},{"$f":"IF(H159=\"電算室用\",\"\",IF(K159=\"\",\"\",VLOOKUP('23_パッケージ (撤去) '!E159,$AI$2:$AK$9,3,FALSE)))","v":""},null,null,{"$f":"IF(L159=\"\",\"\",IF(L159=\"電気\",K159*(M159*Y159+N159*Z159),IF(L159=\"都市ガス\",K159*(M159*Y159+N159*Z159)*3.6/'2_メイン'!$AA$20,K159*(M159*Y159+N159*Z159)*3.6/'2_メイン'!$AC$20)))","v":""},"","","",null,0,0,""]
[null,147,null,null,null,null,null,null,null,null,null,null,null,null,"",{"$f":"IF(H160=\"電算室用\",$AD$9,IF(K160=\"\",\"\",VLOOKUP('23_パッケージ (撤去) '!E160,'23_パッケージ (撤去) '!$AI$2:$AJ$9,2,FALSE)))","v":""},{"$f":"IF(H160=\"電算室用\",\"\",IF(K160=\"\",\"\",VLOOKUP('23_パッケージ (撤去) '!E160,$AI$2:$AK$9,3,FALSE)))","v":""},null,null,{"$f":"IF(L160=\"\",\"\",IF(L160=\"電気\",K160*(M160*Y160+N160*Z160),IF(L160=\"都市ガス\",K160*(M160*Y160+N160*Z160)*3.6/'2_メイン'!$AA$20,K160*(M160*Y160+N160*Z160)*3.6/'2_メイン'!$AC$20)))","v":""},"","","",null,0,0,""]
[null,148,null,null,null,null,null,null,null,null,null,null,null,null,"",{"$f":"IF(H161=\"電算室用\",$AD$9,IF(K161=\"\",\"\",VLOOKUP('23_パッケージ (撤去) '!E161,'23_パッケージ (撤去) '!$AI$2:$AJ$9,2,FALSE)))","v":""},{"$f":"IF(H161=\"電算室用\",\"\",IF(K161=\"\",\"\",VLOOKUP('23_パッケージ (撤去) '!E161,$AI$2:$AK$9,3,FALSE)))","v":""},null,null,{"$f":"IF(L161=\"\",\"\",IF(L161=\"電気\",K161*(M161*Y161+N161*Z161),IF(L161=\"都市ガス\",K161*(M161*Y161+N161*Z161)*3.6/'2_メイン'!$AA$20,K161*(M161*Y161+N161*Z161)*3.6/'2_メイン'!$AC$20)))","v":""},"","","",null,0,0,""]
[null,149,null,null,null,null,null,null,null,null,null,null,null,null,"",{"$f":"IF(H162=\"電算室用\",$AD$9,IF(K162=\"\",\"\",VLOOKUP('23_パッケージ (撤去) '!E162,'23_パッケージ (撤去) '!$AI$2:$AJ$9,2,FALSE)))","v":""},{"$f":"IF(H162=\"電算室用\",\"\",IF(K162=\"\",\"\",VLOOKUP('23_パッケージ (撤去) '!E162,$AI$2:$AK$9,3,FALSE)))","v":""},null,null,{"$f":"IF(L162=\"\",\"\",IF(L162=\"電気\",K162*(M162*Y162+N162*Z162),IF(L162=\"都市ガス\",K162*(M162*Y162+N162*Z162)*3.6/'2_メイン'!$AA$20,K162*(M162*Y162+N162*Z162)*3.6/'2_メイン'!$AC$20)))","v":""},"","","",null,0,0,""]
[null,150,null,null,null,null,null,null,null,null,null,null,null,null,"",{"$f":"IF(H163=\"電算室用\",$AD$9,IF(K163=\"\",\"\",VLOOKUP('23_パッケージ (撤去) '!E163,'23_パッケージ (撤去) '!$AI$2:$AJ$9,2,FALSE)))","v":""},{"$f":"IF(H163=\"電算室用\",\"\",IF(K163=\"\",\"\",VLOOKUP('23_パッケージ (撤去) '!E163,$AI$2:$AK$9,3,FALSE)))","v":""},null,null,{"$f":"IF(L163=\"\",\"\",IF(L163=\"電気\",K163*(M163*Y163+N163*Z163),IF(L163=\"都市ガス\",K163*(M163*Y163+N163*Z163)*3.6/'2_メイン'!$AA$20,K163*(M163*Y163+N163*Z163)*3.6/'2_メイン'!$AC$20)))","v":""},"","","",null,0,0,""]
[null,151,null,null,null,null,null,null,null,null,null,null,null,null,"",{"$f":"IF(H164=\"電算室用\",$AD$9,IF(K164=\"\",\"\",VLOOKUP('23_パッケージ (撤去) '!E164,'23_パッケージ (撤去) '!$AI$2:$AJ$9,2,FALSE)))","v":""},{"$f":"IF(H164=\"電算室用\",\"\",IF(K164=\"\",\"\",VLOOKUP('23_パッケージ (撤去) '!E164,$AI$2:$AK$9,3,FALSE)))","v":""},null,null,{"$f":"IF(L164=\"\",\"\",IF(L164=\"電気\",K164*(M164*Y164+N164*Z164),IF(L164=\"都市ガス\",K164*(M164*Y164+N164*Z164)*3.6/'2_メイン'!$AA$20,K164*(M164*Y164+N164*Z164)*3.6/'2_メイン'!$AC$20)))","v":""},"","","",null,0,0,""]
[null,152,null,null,null,null,null,null,null,null,null,null,null,null,"",{"$f":"IF(H165=\"電算室用\",$AD$9,IF(K165=\"\",\"\",VLOOKUP('23_パッケージ (撤去) '!E165,'23_パッケージ (撤去) '!$AI$2:$AJ$9,2,FALSE)))","v":""},{"$f":"IF(H165=\"電算室用\",\"\",IF(K165=\"\",\"\",VLOOKUP('23_パッケージ (撤去) '!E165,$AI$2:$AK$9,3,FALSE)))","v":""},null,null,{"$f":"IF(L165=\"\",\"\",IF(L165=\"電気\",K165*(M165*Y165+N165*Z165),IF(L165=\"都市ガス\",K165*(M165*Y165+N165*Z165)*3.6/'2_メイン'!$AA$20,K165*(M165*Y165+N165*Z165)*3.6/'2_メイン'!$AC$20)))","v":""},"","","",null,0,0,""]
[null,153,null,null,null,null,null,null,null,null,null,null,null,null,"",{"$f":"IF(H166=\"電算室用\",$AD$9,IF(K166=\"\",\"\",VLOOKUP('23_パッケージ (撤去) '!E166,'23_パッケージ (撤去) '!$AI$2:$AJ$9,2,FALSE)))","v":""},{"$f":"IF(H166=\"電算室用\",\"\",IF(K166=\"\",\"\",VLOOKUP('23_パッケージ (撤去) '!E166,$AI$2:$AK$9,3,FALSE)))","v":""},null,null,{"$f":"IF(L166=\"\",\"\",IF(L166=\"電気\",K166*(M166*Y166+N166*Z166),IF(L166=\"都市ガス\",K166*(M166*Y166+N166*Z166)*3.6/'2_メイン'!$AA$20,K166*(M166*Y166+N166*Z166)*3.6/'2_メイン'!$AC$20)))","v":""},"","","",null,0,0,""]
[null,154,null,null,null,null,null,null,null,null,null,null,null,null,"",{"$f":"IF(H167=\"電算室用\",$AD$9,IF(K167=\"\",\"\",VLOOKUP('23_パッケージ (撤去) '!E167,'23_パッケージ (撤去) '!$AI$2:$AJ$9,2,FALSE)))","v":""},{"$f":"IF(H167=\"電算室用\",\"\",IF(K167=\"\",\"\",VLOOKUP('23_パッケージ (撤去) '!E167,$AI$2:$AK$9,3,FALSE)))","v":""},null,null,{"$f":"IF(L167=\"\",\"\",IF(L167=\"電気\",K167*(M167*Y167+N167*Z167),IF(L167=\"都市ガス\",K167*(M167*Y167+N167*Z167)*3.6/'2_メイン'!$AA$20,K167*(M167*Y167+N167*Z167)*3.6/'2_メイン'!$AC$20)))","v":""},"","","",null,0,0,""]
[null,155,null,null,null,null,null,null,null,null,null,null,null,null,"",{"$f":"IF(H168=\"電算室用\",$AD$9,IF(K168=\"\",\"\",VLOOKUP('23_パッケージ (撤去) '!E168,'23_パッケージ (撤去) '!$AI$2:$AJ$9,2,FALSE)))","v":""},{"$f":"IF(H168=\"電算室用\",\"\",IF(K168=\"\",\"\",VLOOKUP('23_パッケージ (撤去) '!E168,$AI$2:$AK$9,3,FALSE)))","v":""},null,null,{"$f":"IF(L168=\"\",\"\",IF(L168=\"電気\",K168*(M168*Y168+N168*Z168),IF(L168=\"都市ガス\",K168*(M168*Y168+N168*Z168)*3.6/'2_メイン'!$AA$20,K168*(M168*Y168+N168*Z168)*3.6/'2_メイン'!$AC$20)))","v":""},"","","",null,0,0,""]
[null,156,null,null,null,null,null,null,null,null,null,null,null,null,"",{"$f":"IF(H169=\"電算室用\",$AD$9,IF(K169=\"\",\"\",VLOOKUP('23_パッケージ (撤去) '!E169,'23_パッケージ (撤去) '!$AI$2:$AJ$9,2,FALSE)))","v":""},{"$f":"IF(H169=\"電算室用\",\"\",IF(K169=\"\",\"\",VLOOKUP('23_パッケージ (撤去) '!E169,$AI$2:$AK$9,3,FALSE)))","v":""},null,null,{"$f":"IF(L169=\"\",\"\",IF(L169=\"電気\",K169*(M169*Y169+N169*Z169),IF(L169=\"都市ガス\",K169*(M169*Y169+N169*Z169)*3.6/'2_メイン'!$AA$20,K169*(M169*Y169+N169*Z169)*3.6/'2_メイン'!$AC$20)))","v":""},"","","",null,0,0,""]
[null,157,null,null,null,null,null,null,null,null,null,null,null,null,"",{"$f":"IF(H170=\"電算室用\",$AD$9,IF(K170=\"\",\"\",VLOOKUP('23_パッケージ (撤去) '!E170,'23_パッケージ (撤去) '!$AI$2:$AJ$9,2,FALSE)))","v":""},{"$f":"IF(H170=\"電算室用\",\"\",IF(K170=\"\",\"\",VLOOKUP('23_パッケージ (撤去) '!E170,$AI$2:$AK$9,3,FALSE)))","v":""},null,null,{"$f":"IF(L170=\"\",\"\",IF(L170=\"電気\",K170*(M170*Y170+N170*Z170),IF(L170=\"都市ガス\",K170*(M170*Y170+N170*Z170)*3.6/'2_メイン'!$AA$20,K170*(M170*Y170+N170*Z170)*3.6/'2_メイン'!$AC$20)))","v":""},"","","",null,0,0,""]
[null,158,null,null,null,null,null,null,null,null,null,null,null,null,"",{"$f":"IF(H171=\"電算室用\",$AD$9,IF(K171=\"\",\"\",VLOOKUP('23_パッケージ (撤去) '!E171,'23_パッケージ (撤去) '!$AI$2:$AJ$9,2,FALSE)))","v":""},{"$f":"IF(H171=\"電算室用\",\"\",IF(K171=\"\",\"\",VLOOKUP('23_パッケージ (撤去) '!E171,$AI$2:$AK$9,3,FALSE)))","v":""},null,null,{"$f":"IF(L171=\"\",\"\",IF(L171=\"電気\",K171*(M171*Y171+N171*Z171),IF(L171=\"都市ガス\",K171*(M171*Y171+N171*Z171)*3.6/'2_メイン'!$AA$20,K171*(M171*Y171+N171*Z171)*3.6/'2_メイン'!$AC$20)))","v":""},"","","",null,0,0,""]
[null,159,null,null,null,null,null,null,null,null,null,null,null,null,"",{"$f":"IF(H172=\"電算室用\",$AD$9,IF(K172=\"\",\"\",VLOOKUP('23_パッケージ (撤去) '!E172,'23_パッケージ (撤去) '!$AI$2:$AJ$9,2,FALSE)))","v":""},{"$f":"IF(H172=\"電算室用\",\"\",IF(K172=\"\",\"\",VLOOKUP('23_パッケージ (撤去) '!E172,$AI$2:$AK$9,3,FALSE)))","v":""},null,null,{"$f":"IF(L172=\"\",\"\",IF(L172=\"電気\",K172*(M172*Y172+N172*Z172),IF(L172=\"都市ガス\",K172*(M172*Y172+N172*Z172)*3.6/'2_メイン'!$AA$20,K172*(M172*Y172+N172*Z172)*3.6/'2_メイン'!$AC$20)))","v":""},"","","",null,0,0,""]
[null,160,null,null,null,null,null,null,null,null,null,null,null,null,"",{"$f":"IF(H173=\"電算室用\",$AD$9,IF(K173=\"\",\"\",VLOOKUP('23_パッケージ (撤去) '!E173,'23_パッケージ (撤去) '!$AI$2:$AJ$9,2,FALSE)))","v":""},{"$f":"IF(H173=\"電算室用\",\"\",IF(K173=\"\",\"\",VLOOKUP('23_パッケージ (撤去) '!E173,$AI$2:$AK$9,3,FALSE)))","v":""},null,null,{"$f":"IF(L173=\"\",\"\",IF(L173=\"電気\",K173*(M173*Y173+N173*Z173),IF(L173=\"都市ガス\",K173*(M173*Y173+N173*Z173)*3.6/'2_メイン'!$AA$20,K173*(M173*Y173+N173*Z173)*3.6/'2_メイン'!$AC$20)))","v":""},"","","",null,0,0,""]
[null,161,null,null,null,null,null,null,null,null,null,null,null,null,{"$f":"IF(OR(K174=\"\",AND(M174=\"\",N174=\"\")),\"\",(IF(M174=0,0,I174/M174)+IF(N174=0,0,J174/N174))/(SIGN(M174)+SIGN(N174)))","v":""},{"$f":"IF(H174=\"電算室用\",$AD$9,IF(K174=\"\",\"\",VLOOKUP('23_パッケージ (撤去) '!E174,'23_パッケージ (撤去) '!$AI$2:$AJ$9,2,FALSE)))","v":""},{"$f":"IF(H174=\"電算室用\",\"\",IF(K174=\"\",\"\",VLOOKUP('23_パッケージ (撤去) '!E174,$AI$2:$AK$9,3,FALSE)))","v":""},null,null,{"$f":"IF(L174=\"\",\"\",IF(L174=\"電気\",K174*(M174*Y174+N174*Z174),IF(L174=\"都市ガス\",K174*(M174*Y174+N174*Z174)*3.6/'2_メイン'!$AA$20,K174*(M174*Y174+N174*Z174)*3.6/'2_メイン'!$AC$20)))","v":""},"","","",null,0,0,""]
[null,162,null,null,null,null,null,null,null,null,null,null,null,null,"",{"$f":"IF(H175=\"電算室用\",$AD$9,IF(K175=\"\",\"\",VLOOKUP('23_パッケージ (撤去) '!E175,'23_パッケージ (撤去) '!$AI$2:$AJ$9,2,FALSE)))","v":""},{"$f":"IF(H175=\"電算室用\",\"\",IF(K175=\"\",\"\",VLOOKUP('23_パッケージ (撤去) '!E175,$AI$2:$AK$9,3,FALSE)))","v":""},null,null,{"$f":"IF(L175=\"\",\"\",IF(L175=\"電気\",K175*(M175*Y175+N175*Z175),IF(L175=\"都市ガス\",K175*(M175*Y175+N175*Z175)*3.6/'2_メイン'!$AA$20,K175*(M175*Y175+N175*Z175)*3.6/'2_メイン'!$AC$20)))","v":""},"","","",null,0,0,""]
[null,163,null,null,null,null,null,null,null,null,null,null,null,null,"",{"$f":"IF(H176=\"電算室用\",$AD$9,IF(K176=\"\",\"\",VLOOKUP('23_パッケージ (撤去) '!E176,'23_パッケージ (撤去) '!$AI$2:$AJ$9,2,FALSE)))","v":""},{"$f":"IF(H176=\"電算室用\",\"\",IF(K176=\"\",\"\",VLOOKUP('23_パッケージ (撤去) '!E176,$AI$2:$AK$9,3,FALSE)))","v":""},null,null,{"$f":"IF(L176=\"\",\"\",IF(L176=\"電気\",K176*(M176*Y176+N176*Z176),IF(L176=\"都市ガス\",K176*(M176*Y176+N176*Z176)*3.6/'2_メイン'!$AA$20,K176*(M176*Y176+N176*Z176)*3.6/'2_メイン'!$AC$20)))","v":""},"","","",null,0,0,""]
[null,164,null,null,null,null,null,null,null,null,null,null,null,null,"",{"$f":"IF(H177=\"電算室用\",$AD$9,IF(K177=\"\",\"\",VLOOKUP('23_パッケージ (撤去) '!E177,'23_パッケージ (撤去) '!$AI$2:$AJ$9,2,FALSE)))","v":""},{"$f":"IF(H177=\"電算室用\",\"\",IF(K177=\"\",\"\",VLOOKUP('23_パッケージ (撤去) '!E177,$AI$2:$AK$9,3,FALSE)))","v":""},null,null,{"$f":"IF(L177=\"\",\"\",IF(L177=\"電気\",K177*(M177*Y177+N177*Z177),IF(L177=\"都市ガス\",K177*(M177*Y177+N177*Z177)*3.6/'2_メイン'!$AA$20,K177*(M177*Y177+N177*Z177)*3.6/'2_メイン'!$AC$20)))","v":""},"","","",null,0,0,""]
[null,165,null,null,null,null,null,null,null,null,null,null,null,null,"",{"$f":"IF(H178=\"電算室用\",$AD$9,IF(K178=\"\",\"\",VLOOKUP('23_パッケージ (撤去) '!E178,'23_パッケージ (撤去) '!$AI$2:$AJ$9,2,FALSE)))","v":""},{"$f":"IF(H178=\"電算室用\",\"\",IF(K178=\"\",\"\",VLOOKUP('23_パッケージ (撤去) '!E178,$AI$2:$AK$9,3,FALSE)))","v":""},null,null,{"$f":"IF(L178=\"\",\"\",IF(L178=\"電気\",K178*(M178*Y178+N178*Z178),IF(L178=\"都市ガス\",K178*(M178*Y178+N178*Z178)*3.6/'2_メイン'!$AA$20,K178*(M178*Y178+N178*Z178)*3.6/'2_メイン'!$AC$20)))","v":""},"","","",null,0,0,""]
[null,166,null,null,null,null,null,null,null,null,null,null,null,null,"",{"$f":"IF(H179=\"電算室用\",$AD$9,IF(K179=\"\",\"\",VLOOKUP('23_パッケージ (撤去) '!E179,'23_パッケージ (撤去) '!$AI$2:$AJ$9,2,FALSE)))","v":""},{"$f":"IF(H179=\"電算室用\",\"\",IF(K179=\"\",\"\",VLOOKUP('23_パッケージ (撤去) '!E179,$AI$2:$AK$9,3,FALSE)))","v":""},null,null,{"$f":"IF(L179=\"\",\"\",IF(L179=\"電気\",K179*(M179*Y179+N179*Z179),IF(L179=\"都市ガス\",K179*(M179*Y179+N179*Z179)*3.6/'2_メイン'!$AA$20,K179*(M179*Y179+N179*Z179)*3.6/'2_メイン'!$AC$20)))","v":""},"","","",null,0,0,""]
[null,167,null,null,null,null,null,null,null,null,null,null,null,null,"",{"$f":"IF(H180=\"電算室用\",$AD$9,IF(K180=\"\",\"\",VLOOKUP('23_パッケージ (撤去) '!E180,'23_パッケージ (撤去) '!$AI$2:$AJ$9,2,FALSE)))","v":""},{"$f":"IF(H180=\"電算室用\",\"\",IF(K180=\"\",\"\",VLOOKUP('23_パッケージ (撤去) '!E180,$AI$2:$AK$9,3,FALSE)))","v":""},null,null,{"$f":"IF(L180=\"\",\"\",IF(L180=\"電気\",K180*(M180*Y180+N180*Z180),IF(L180=\"都市ガス\",K180*(M180*Y180+N180*Z180)*3.6/'2_メイン'!$AA$20,K180*(M180*Y180+N180*Z180)*3.6/'2_メイン'!$AC$20)))","v":""},"","","",null,0,0,""]
[null,168,null,null,null,null,null,null,null,null,null,null,null,null,"",{"$f":"IF(H181=\"電算室用\",$AD$9,IF(K181=\"\",\"\",VLOOKUP('23_パッケージ (撤去) '!E181,'23_パッケージ (撤去) '!$AI$2:$AJ$9,2,FALSE)))","v":""},{"$f":"IF(H181=\"電算室用\",\"\",IF(K181=\"\",\"\",VLOOKUP('23_パッケージ (撤去) '!E181,$AI$2:$AK$9,3,FALSE)))","v":""},null,null,{"$f":"IF(L181=\"\",\"\",IF(L181=\"電気\",K181*(M181*Y181+N181*Z181),IF(L181=\"都市ガス\",K181*(M181*Y181+N181*Z181)*3.6/'2_メイン'!$AA$20,K181*(M181*Y181+N181*Z181)*3.6/'2_メイン'!$AC$20)))","v":""},"","","",null,0,0,""]
[null,169,null,null,null,null,null,null,null,null,null,null,null,null,"",{"$f":"IF(H182=\"電算室用\",$AD$9,IF(K182=\"\",\"\",VLOOKUP('23_パッケージ (撤去) '!E182,'23_パッケージ (撤去) '!$AI$2:$AJ$9,2,FALSE)))","v":""},{"$f":"IF(H182=\"電算室用\",\"\",IF(K182=\"\",\"\",VLOOKUP('23_パッケージ (撤去) '!E182,$AI$2:$AK$9,3,FALSE)))","v":""},null,null,{"$f":"IF(L182=\"\",\"\",IF(L182=\"電気\",K182*(M182*Y182+N182*Z182),IF(L182=\"都市ガス\",K182*(M182*Y182+N182*Z182)*3.6/'2_メイン'!$AA$20,K182*(M182*Y182+N182*Z182)*3.6/'2_メイン'!$AC$20)))","v":""},"","","",null,0,0,""]
[null,170,null,null,null,null,null,null,null,null,null,null,null,null,"",{"$f":"IF(H183=\"電算室用\",$AD$9,IF(K183=\"\",\"\",VLOOKUP('23_パッケージ (撤去) '!E183,'23_パッケージ (撤去) '!$AI$2:$AJ$9,2,FALSE)))","v":""},{"$f":"IF(H183=\"電算室用\",\"\",IF(K183=\"\",\"\",VLOOKUP('23_パッケージ (撤去) '!E183,$AI$2:$AK$9,3,FALSE)))","v":""},null,null,{"$f":"IF(L183=\"\",\"\",IF(L183=\"電気\",K183*(M183*Y183+N183*Z183),IF(L183=\"都市ガス\",K183*(M183*Y183+N183*Z183)*3.6/'2_メイン'!$AA$20,K183*(M183*Y183+N183*Z183)*3.6/'2_メイン'!$AC$20)))","v":""},"","","",null,0,0,""]
[null,171,null,null,null,null,null,null,null,null,null,null,null,null,"",{"$f":"IF(H184=\"電算室用\",$AD$9,IF(K184=\"\",\"\",VLOOKUP('23_パッケージ (撤去) '!E184,'23_パッケージ (撤去) '!$AI$2:$AJ$9,2,FALSE)))","v":""},{"$f":"IF(H184=\"電算室用\",\"\",IF(K184=\"\",\"\",VLOOKUP('23_パッケージ (撤去) '!E184,$AI$2:$AK$9,3,FALSE)))","v":""},null,null,{"$f":"IF(L184=\"\",\"\",IF(L184=\"電気\",K184*(M184*Y184+N184*Z184),IF(L184=\"都市ガス\",K184*(M184*Y184+N184*Z184)*3.6/'2_メイン'!$AA$20,K184*(M184*Y184+N184*Z184)*3.6/'2_メイン'!$AC$20)))","v":""},"","","",null,0,0,""]
[null,172,null,null,null,null,null,null,null,null,null,null,null,null,"",{"$f":"IF(H185=\"電算室用\",$AD$9,IF(K185=\"\",\"\",VLOOKUP('23_パッケージ (撤去) '!E185,'23_パッケージ (撤去) '!$AI$2:$AJ$9,2,FALSE)))","v":""},{"$f":"IF(H185=\"電算室用\",\"\",IF(K185=\"\",\"\",VLOOKUP('23_パッケージ (撤去) '!E185,$AI$2:$AK$9,3,FALSE)))","v":""},null,null,{"$f":"IF(L185=\"\",\"\",IF(L185=\"電気\",K185*(M185*Y185+N185*Z185),IF(L185=\"都市ガス\",K185*(M185*Y185+N185*Z185)*3.6/'2_メイン'!$AA$20,K185*(M185*Y185+N185*Z185)*3.6/'2_メイン'!$AC$20)))","v":""},"","","",null,0,0,""]
[null,173,null,null,null,null,null,null,null,null,null,null,null,null,"",{"$f":"IF(H186=\"電算室用\",$AD$9,IF(K186=\"\",\"\",VLOOKUP('23_パッケージ (撤去) '!E186,'23_パッケージ (撤去) '!$AI$2:$AJ$9,2,FALSE)))","v":""},{"$f":"IF(H186=\"電算室用\",\"\",IF(K186=\"\",\"\",VLOOKUP('23_パッケージ (撤去) '!E186,$AI$2:$AK$9,3,FALSE)))","v":""},null,null,{"$f":"IF(L186=\"\",\"\",IF(L186=\"電気\",K186*(M186*Y186+N186*Z186),IF(L186=\"都市ガス\",K186*(M186*Y186+N186*Z186)*3.6/'2_メイン'!$AA$20,K186*(M186*Y186+N186*Z186)*3.6/'2_メイン'!$AC$20)))","v":""},"","","",null,0,0,""]
[null,174,null,null,null,null,null,null,null,null,null,null,null,null,"",{"$f":"IF(H187=\"電算室用\",$AD$9,IF(K187=\"\",\"\",VLOOKUP('23_パッケージ (撤去) '!E187,'23_パッケージ (撤去) '!$AI$2:$AJ$9,2,FALSE)))","v":""},{"$f":"IF(H187=\"電算室用\",\"\",IF(K187=\"\",\"\",VLOOKUP('23_パッケージ (撤去) '!E187,$AI$2:$AK$9,3,FALSE)))","v":""},null,null,{"$f":"IF(L187=\"\",\"\",IF(L187=\"電気\",K187*(M187*Y187+N187*Z187),IF(L187=\"都市ガス\",K187*(M187*Y187+N187*Z187)*3.6/'2_メイン'!$AA$20,K187*(M187*Y187+N187*Z187)*3.6/'2_メイン'!$AC$20)))","v":""},"","","",null,0,0,""]
[null,175,null,null,null,null,null,null,null,null,null,null,null,null,"",{"$f":"IF(H188=\"電算室用\",$AD$9,IF(K188=\"\",\"\",VLOOKUP('23_パッケージ (撤去) '!E188,'23_パッケージ (撤去) '!$AI$2:$AJ$9,2,FALSE)))","v":""},{"$f":"IF(H188=\"電算室用\",\"\",IF(K188=\"\",\"\",VLOOKUP('23_パッケージ (撤去) '!E188,$AI$2:$AK$9,3,FALSE)))","v":""},null,null,{"$f":"IF(L188=\"\",\"\",IF(L188=\"電気\",K188*(M188*Y188+N188*Z188),IF(L188=\"都市ガス\",K188*(M188*Y188+N188*Z188)*3.6/'2_メイン'!$AA$20,K188*(M188*Y188+N188*Z188)*3.6/'2_メイン'!$AC$20)))","v":""},"","","",null,0,0,""]
[null,176,null,null,null,null,null,null,null,null,null,null,null,null,"",{"$f":"IF(H189=\"電算室用\",$AD$9,IF(K189=\"\",\"\",VLOOKUP('23_パッケージ (撤去) '!E189,'23_パッケージ (撤去) '!$AI$2:$AJ$9,2,FALSE)))","v":""},{"$f":"IF(H189=\"電算室用\",\"\",IF(K189=\"\",\"\",VLOOKUP('23_パッケージ (撤去) '!E189,$AI$2:$AK$9,3,FALSE)))","v":""},null,null,{"$f":"IF(L189=\"\",\"\",IF(L189=\"電気\",K189*(M189*Y189+N189*Z189),IF(L189=\"都市ガス\",K189*(M189*Y189+N189*Z189)*3.6/'2_メイン'!$AA$20,K189*(M189*Y189+N189*Z189)*3.6/'2_メイン'!$AC$20)))","v":""},"","","",null,0,0,""]
[null,177,null,null,null,null,null,null,null,null,null,null,null,null,"",{"$f":"IF(H190=\"電算室用\",$AD$9,IF(K190=\"\",\"\",VLOOKUP('23_パッケージ (撤去) '!E190,'23_パッケージ (撤去) '!$AI$2:$AJ$9,2,FALSE)))","v":""},{"$f":"IF(H190=\"電算室用\",\"\",IF(K190=\"\",\"\",VLOOKUP('23_パッケージ (撤去) '!E190,$AI$2:$AK$9,3,FALSE)))","v":""},null,null,{"$f":"IF(L190=\"\",\"\",IF(L190=\"電気\",K190*(M190*Y190+N190*Z190),IF(L190=\"都市ガス\",K190*(M190*Y190+N190*Z190)*3.6/'2_メイン'!$AA$20,K190*(M190*Y190+N190*Z190)*3.6/'2_メイン'!$AC$20)))","v":""},"","","",null,0,0,""]
[null,178,null,null,null,null,null,null,null,null,null,null,null,null,"",{"$f":"IF(H191=\"電算室用\",$AD$9,IF(K191=\"\",\"\",VLOOKUP('23_パッケージ (撤去) '!E191,'23_パッケージ (撤去) '!$AI$2:$AJ$9,2,FALSE)))","v":""},{"$f":"IF(H191=\"電算室用\",\"\",IF(K191=\"\",\"\",VLOOKUP('23_パッケージ (撤去) '!E191,$AI$2:$AK$9,3,FALSE)))","v":""},null,null,{"$f":"IF(L191=\"\",\"\",IF(L191=\"電気\",K191*(M191*Y191+N191*Z191),IF(L191=\"都市ガス\",K191*(M191*Y191+N191*Z191)*3.6/'2_メイン'!$AA$20,K191*(M191*Y191+N191*Z191)*3.6/'2_メイン'!$AC$20)))","v":""},"","","",null,0,0,""]
[null,179,null,null,null,null,null,null,null,null,null,null,null,null,"",{"$f":"IF(H192=\"電算室用\",$AD$9,IF(K192=\"\",\"\",VLOOKUP('23_パッケージ (撤去) '!E192,'23_パッケージ (撤去) '!$AI$2:$AJ$9,2,FALSE)))","v":""},{"$f":"IF(H192=\"電算室用\",\"\",IF(K192=\"\",\"\",VLOOKUP('23_パッケージ (撤去) '!E192,$AI$2:$AK$9,3,FALSE)))","v":""},null,null,{"$f":"IF(L192=\"\",\"\",IF(L192=\"電気\",K192*(M192*Y192+N192*Z192),IF(L192=\"都市ガス\",K192*(M192*Y192+N192*Z192)*3.6/'2_メイン'!$AA$20,K192*(M192*Y192+N192*Z192)*3.6/'2_メイン'!$AC$20)))","v":""},"","","",null,0,0,""]
[null,180,null,null,null,null,null,null,null,null,null,null,null,null,"",{"$f":"IF(H193=\"電算室用\",$AD$9,IF(K193=\"\",\"\",VLOOKUP('23_パッケージ (撤去) '!E193,'23_パッケージ (撤去) '!$AI$2:$AJ$9,2,FALSE)))","v":""},{"$f":"IF(H193=\"電算室用\",\"\",IF(K193=\"\",\"\",VLOOKUP('23_パッケージ (撤去) '!E193,$AI$2:$AK$9,3,FALSE)))","v":""},null,null,{"$f":"IF(L193=\"\",\"\",IF(L193=\"電気\",K193*(M193*Y193+N193*Z193),IF(L193=\"都市ガス\",K193*(M193*Y193+N193*Z193)*3.6/'2_メイン'!$AA$20,K193*(M193*Y193+N193*Z193)*3.6/'2_メイン'!$AC$20)))","v":""},"","","",null,0,0,""]
[null,181,null,null,null,null,null,null,null,null,null,null,null,null,"",{"$f":"IF(H194=\"電算室用\",$AD$9,IF(K194=\"\",\"\",VLOOKUP('23_パッケージ (撤去) '!E194,'23_パッケージ (撤去) '!$AI$2:$AJ$9,2,FALSE)))","v":""},{"$f":"IF(H194=\"電算室用\",\"\",IF(K194=\"\",\"\",VLOOKUP('23_パッケージ (撤去) '!E194,$AI$2:$AK$9,3,FALSE)))","v":""},null,null,{"$f":"IF(L194=\"\",\"\",IF(L194=\"電気\",K194*(M194*Y194+N194*Z194),IF(L194=\"都市ガス\",K194*(M194*Y194+N194*Z194)*3.6/'2_メイン'!$AA$20,K194*(M194*Y194+N194*Z194)*3.6/'2_メイン'!$AC$20)))","v":""},"","","",null,0,0,""]
[null,182,null,null,null,null,null,null,null,null,null,null,null,null,"",{"$f":"IF(H195=\"電算室用\",$AD$9,IF(K195=\"\",\"\",VLOOKUP('23_パッケージ (撤去) '!E195,'23_パッケージ (撤去) '!$AI$2:$AJ$9,2,FALSE)))","v":""},{"$f":"IF(H195=\"電算室用\",\"\",IF(K195=\"\",\"\",VLOOKUP('23_パッケージ (撤去) '!E195,$AI$2:$AK$9,3,FALSE)))","v":""},null,null,{"$f":"IF(L195=\"\",\"\",IF(L195=\"電気\",K195*(M195*Y195+N195*Z195),IF(L195=\"都市ガス\",K195*(M195*Y195+N195*Z195)*3.6/'2_メイン'!$AA$20,K195*(M195*Y195+N195*Z195)*3.6/'2_メイン'!$AC$20)))","v":""},"","","",null,0,0,""]
[null,183,null,null,null,null,null,null,null,null,null,null,null,null,"",{"$f":"IF(H196=\"電算室用\",$AD$9,IF(K196=\"\",\"\",VLOOKUP('23_パッケージ (撤去) '!E196,'23_パッケージ (撤去) '!$AI$2:$AJ$9,2,FALSE)))","v":""},{"$f":"IF(H196=\"電算室用\",\"\",IF(K196=\"\",\"\",VLOOKUP('23_パッケージ (撤去) '!E196,$AI$2:$AK$9,3,FALSE)))","v":""},null,null,{"$f":"IF(L196=\"\",\"\",IF(L196=\"電気\",K196*(M196*Y196+N196*Z196),IF(L196=\"都市ガス\",K196*(M196*Y196+N196*Z196)*3.6/'2_メイン'!$AA$20,K196*(M196*Y196+N196*Z196)*3.6/'2_メイン'!$AC$20)))","v":""},"","","",null,0,0,""]
[null,184,null,null,null,null,null,null,null,null,null,null,null,null,"",{"$f":"IF(H197=\"電算室用\",$AD$9,IF(K197=\"\",\"\",VLOOKUP('23_パッケージ (撤去) '!E197,'23_パッケージ (撤去) '!$AI$2:$AJ$9,2,FALSE)))","v":""},{"$f":"IF(H197=\"電算室用\",\"\",IF(K197=\"\",\"\",VLOOKUP('23_パッケージ (撤去) '!E197,$AI$2:$AK$9,3,FALSE)))","v":""},null,null,{"$f":"IF(L197=\"\",\"\",IF(L197=\"電気\",K197*(M197*Y197+N197*Z197),IF(L197=\"都市ガス\",K197*(M197*Y197+N197*Z197)*3.6/'2_メイン'!$AA$20,K197*(M197*Y197+N197*Z197)*3.6/'2_メイン'!$AC$20)))","v":""},"","","",null,0,0,""]
[null,185,null,null,null,null,null,null,null,null,null,null,null,null,"",{"$f":"IF(H198=\"電算室用\",$AD$9,IF(K198=\"\",\"\",VLOOKUP('23_パッケージ (撤去) '!E198,'23_パッケージ (撤去) '!$AI$2:$AJ$9,2,FALSE)))","v":""},{"$f":"IF(H198=\"電算室用\",\"\",IF(K198=\"\",\"\",VLOOKUP('23_パッケージ (撤去) '!E198,$AI$2:$AK$9,3,FALSE)))","v":""},null,null,{"$f":"IF(L198=\"\",\"\",IF(L198=\"電気\",K198*(M198*Y198+N198*Z198),IF(L198=\"都市ガス\",K198*(M198*Y198+N198*Z198)*3.6/'2_メイン'!$AA$20,K198*(M198*Y198+N198*Z198)*3.6/'2_メイン'!$AC$20)))","v":""},"","","",null,0,0,""]
[null,186,null,null,null,null,null,null,null,null,null,null,null,null,"",{"$f":"IF(H199=\"電算室用\",$AD$9,IF(K199=\"\",\"\",VLOOKUP('23_パッケージ (撤去) '!E199,'23_パッケージ (撤去) '!$AI$2:$AJ$9,2,FALSE)))","v":""},{"$f":"IF(H199=\"電算室用\",\"\",IF(K199=\"\",\"\",VLOOKUP('23_パッケージ (撤去) '!E199,$AI$2:$AK$9,3,FALSE)))","v":""},null,null,{"$f":"IF(L199=\"\",\"\",IF(L199=\"電気\",K199*(M199*Y199+N199*Z199),IF(L199=\"都市ガス\",K199*(M199*Y199+N199*Z199)*3.6/'2_メイン'!$AA$20,K199*(M199*Y199+N199*Z199)*3.6/'2_メイン'!$AC$20)))","v":""},"","","",null,0,0,""]
[null,187,null,null,null,null,null,null,null,null,null,null,null,null,"",{"$f":"IF(H200=\"電算室用\",$AD$9,IF(K200=\"\",\"\",VLOOKUP('23_パッケージ (撤去) '!E200,'23_パッケージ (撤去) '!$AI$2:$AJ$9,2,FALSE)))","v":""},{"$f":"IF(H200=\"電算室用\",\"\",IF(K200=\"\",\"\",VLOOKUP('23_パッケージ (撤去) '!E200,$AI$2:$AK$9,3,FALSE)))","v":""},null,null,{"$f":"IF(L200=\"\",\"\",IF(L200=\"電気\",K200*(M200*Y200+N200*Z200),IF(L200=\"都市ガス\",K200*(M200*Y200+N200*Z200)*3.6/'2_メイン'!$AA$20,K200*(M200*Y200+N200*Z200)*3.6/'2_メイン'!$AC$20)))","v":""},"","","",null,0,0,""]
[null,188,null,null,null,null,null,null,null,null,null,null,null,null,{"$f":"IF(OR(K201=\"\",AND(M201=\"\",N201=\"\")),\"\",(IF(M201=0,0,I201/M201)+IF(N201=0,0,J201/N201))/(SIGN(M201)+SIGN(N201)))","v":""},{"$f":"IF(H201=\"電算室用\",$AD$9,IF(K201=\"\",\"\",VLOOKUP('23_パッケージ (撤去) '!E201,'23_パッケージ (撤去) '!$AI$2:$AJ$9,2,FALSE)))","v":""},{"$f":"IF(H201=\"電算室用\",\"\",IF(K201=\"\",\"\",VLOOKUP('23_パッケージ (撤去) '!E201,$AI$2:$AK$9,3,FALSE)))","v":""},null,null,{"$f":"IF(L201=\"\",\"\",IF(L201=\"電気\",K201*(M201*Y201+N201*Z201),IF(L201=\"都市ガス\",K201*(M201*Y201+N201*Z201)*3.6/'2_メイン'!$AA$20,K201*(M201*Y201+N201*Z201)*3.6/'2_メイン'!$AC$20)))","v":""},{"$f":"IF(L201=\"\",\"\",IF(L201=\"電気\",\"kWh/年\",IF(L201=\"都市ガス\",\"Nm3/年\",\"kg/年\")))","v":""},"","",null,0,0,{"$f":"IF(OR(I201=\"\",K201=\"\"),\"\",I201*K201)","v":""}]
[null,189,null,null,null,null,null,null,null,null,null,null,null,null,"",{"$f":"IF(H202=\"電算室用\",$AD$9,IF(K202=\"\",\"\",VLOOKUP('23_パッケージ (撤去) '!E202,'23_パッケージ (撤去) '!$AI$2:$AJ$9,2,FALSE)))","v":""},{"$f":"IF(H202=\"電算室用\",\"\",IF(K202=\"\",\"\",VLOOKUP('23_パッケージ (撤去) '!E202,$AI$2:$AK$9,3,FALSE)))","v":""},null,null,{"$f":"IF(L202=\"\",\"\",IF(L202=\"電気\",K202*(M202*Y202+N202*Z202),IF(L202=\"都市ガス\",K202*(M202*Y202+N202*Z202)*3.6/'2_メイン'!$AA$20,K202*(M202*Y202+N202*Z202)*3.6/'2_メイン'!$AC$20)))","v":""},"","","",null,0,0,""]
[null,190,null,null,null,null,null,null,null,null,null,null,null,null,"",{"$f":"IF(H203=\"電算室用\",$AD$9,IF(K203=\"\",\"\",VLOOKUP('23_パッケージ (撤去) '!E203,'23_パッケージ (撤去) '!$AI$2:$AJ$9,2,FALSE)))","v":""},{"$f":"IF(H203=\"電算室用\",\"\",IF(K203=\"\",\"\",VLOOKUP('23_パッケージ (撤去) '!E203,$AI$2:$AK$9,3,FALSE)))","v":""},null,null,{"$f":"IF(L203=\"\",\"\",IF(L203=\"電気\",K203*(M203*Y203+N203*Z203),IF(L203=\"都市ガス\",K203*(M203*Y203+N203*Z203)*3.6/'2_メイン'!$AA$20,K203*(M203*Y203+N203*Z203)*3.6/'2_メイン'!$AC$20)))","v":""},"","","",null,0,0,""]
[null,191,null,null,null,null,null,null,null,null,null,null,null,null,"",{"$f":"IF(H204=\"電算室用\",$AD$9,IF(K204=\"\",\"\",VLOOKUP('23_パッケージ (撤去) '!E204,'23_パッケージ (撤去) '!$AI$2:$AJ$9,2,FALSE)))","v":""},{"$f":"IF(H204=\"電算室用\",\"\",IF(K204=\"\",\"\",VLOOKUP('23_パッケージ (撤去) '!E204,$AI$2:$AK$9,3,FALSE)))","v":""},null,null,{"$f":"IF(L204=\"\",\"\",IF(L204=\"電気\",K204*(M204*Y204+N204*Z204),IF(L204=\"都市ガス\",K204*(M204*Y204+N204*Z204)*3.6/'2_メイン'!$AA$20,K204*(M204*Y204+N204*Z204)*3.6/'2_メイン'!$AC$20)))","v":""},"","","",null,0,0,""]
[null,192,null,null,null,null,null,null,null,null,null,null,null,null,"",{"$f":"IF(H205=\"電算室用\",$AD$9,IF(K205=\"\",\"\",VLOOKUP('23_パッケージ (撤去) '!E205,'23_パッケージ (撤去) '!$AI$2:$AJ$9,2,FALSE)))","v":""},{"$f":"IF(H205=\"電算室用\",\"\",IF(K205=\"\",\"\",VLOOKUP('23_パッケージ (撤去) '!E205,$AI$2:$AK$9,3,FALSE)))","v":""},null,null,{"$f":"IF(L205=\"\",\"\",IF(L205=\"電気\",K205*(M205*Y205+N205*Z205),IF(L205=\"都市ガス\",K205*(M205*Y205+N205*Z205)*3.6/'2_メイン'!$AA$20,K205*(M205*Y205+N205*Z205)*3.6/'2_メイン'!$AC$20)))","v":""},"","","",null,0,0,""]
[null,193,null,null,null,null,null,null,null,null,null,null,null,null,"",{"$f":"IF(H206=\"電算室用\",$AD$9,IF(K206=\"\",\"\",VLOOKUP('23_パッケージ (撤去) '!E206,'23_パッケージ (撤去) '!$AI$2:$AJ$9,2,FALSE)))","v":""},{"$f":"IF(H206=\"電算室用\",\"\",IF(K206=\"\",\"\",VLOOKUP('23_パッケージ (撤去) '!E206,$AI$2:$AK$9,3,FALSE)))","v":""},null,null,{"$f":"IF(L206=\"\",\"\",IF(L206=\"電気\",K206*(M206*Y206+N206*Z206),IF(L206=\"都市ガス\",K206*(M206*Y206+N206*Z206)*3.6/'2_メイン'!$AA$20,K206*(M206*Y206+N206*Z206)*3.6/'2_メイン'!$AC$20)))","v":""},"",{"$f":"IF(T206=\"\",\"\",T206*HLOOKUP(L206,$AD$4:$AF$6,3,FALSE)/1000)","v":""},{"$f":"IF(T206=\"\",\"\",T206*HLOOKUP(L206,$AD$4:$AF$5,2,FALSE))","v":""},null,{"$f":"IFERROR(IF(H206=\"電算室用\",IF(R206=\"\",$AD$8,$AD$8*R206/P206),IF(R206=\"\",P206,R206)/P206*VLOOKUP(E206,$AI$2:$AM$9,4,FALSE)),0)","v":0},0,""]
[null,194,null,null,null,null,null,null,null,null,null,null,null,null,"",{"$f":"IF(H207=\"電算室用\",$AD$9,IF(K207=\"\",\"\",VLOOKUP('23_パッケージ (撤去) '!E207,'23_パッケージ (撤去) '!$AI$2:$AJ$9,2,FALSE)))","v":""},{"$f":"IF(H207=\"電算室用\",\"\",IF(K207=\"\",\"\",VLOOKUP('23_パッケージ (撤去) '!E207,$AI$2:$AK$9,3,FALSE)))","v":""},null,null,{"$f":"IF(L207=\"\",\"\",IF(L207=\"電気\",K207*(M207*Y207+N207*Z207),IF(L207=\"都市ガス\",K207*(M207*Y207+N207*Z207)*3.6/'2_メイン'!$AA$20,K207*(M207*Y207+N207*Z207)*3.6/'2_メイン'!$AC$20)))","v":""},"","","",null,0,{"$f":"IFERROR(IF(H207=\"電算室用\",0,IF(S207=\"\",Q207,S207)/Q207*VLOOKUP(E207,$AI$2:$AM$9,5,FALSE)),0)","v":0},""]
[null,195,null,null,null,null,null,null,null,null,null,null,null,null,"",{"$f":"IF(H208=\"電算室用\",$AD$9,IF(K208=\"\",\"\",VLOOKUP('23_パッケージ (撤去) '!E208,'23_パッケージ (撤去) '!$AI$2:$AJ$9,2,FALSE)))","v":""},{"$f":"IF(H208=\"電算室用\",\"\",IF(K208=\"\",\"\",VLOOKUP('23_パッケージ (撤去) '!E208,$AI$2:$AK$9,3,FALSE)))","v":""},null,null,{"$f":"IF(L208=\"\",\"\",IF(L208=\"電気\",K208*(M208*Y208+N208*Z208),IF(L208=\"都市ガス\",K208*(M208*Y208+N208*Z208)*3.6/'2_メイン'!$AA$20,K208*(M208*Y208+N208*Z208)*3.6/'2_メイン'!$AC$20)))","v":""},"","","",null,0,0,""]
[null,196,null,null,null,null,null,null,null,null,null,null,null,null,"",{"$f":"IF(H209=\"電算室用\",$AD$9,IF(K209=\"\",\"\",VLOOKUP('23_パッケージ (撤去) '!E209,'23_パッケージ (撤去) '!$AI$2:$AJ$9,2,FALSE)))","v":""},{"$f":"IF(H209=\"電算室用\",\"\",IF(K209=\"\",\"\",VLOOKUP('23_パッケージ (撤去) '!E209,$AI$2:$AK$9,3,FALSE)))","v":""},null,null,{"$f":"IF(L209=\"\",\"\",IF(L209=\"電気\",K209*(M209*Y209+N209*Z209),IF(L209=\"都市ガス\",K209*(M209*Y209+N209*Z209)*3.6/'2_メイン'!$AA$20,K209*(M209*Y209+N209*Z209)*3.6/'2_メイン'!$AC$20)))","v":""},"","","",null,0,0,""]
[null,197,null,null,null,null,null,null,null,null,null,null,null,null,"",{"$f":"IF(H210=\"電算室用\",$AD$9,IF(K210=\"\",\"\",VLOOKUP('23_パッケージ (撤去) '!E210,'23_パッケージ (撤去) '!$AI$2:$AJ$9,2,FALSE)))","v":""},{"$f":"IF(H210=\"電算室用\",\"\",IF(K210=\"\",\"\",VLOOKUP('23_パッケージ (撤去) '!E210,$AI$2:$AK$9,3,FALSE)))","v":""},null,null,{"$f":"IF(L210=\"\",\"\",IF(L210=\"電気\",K210*(M210*Y210+N210*Z210),IF(L210=\"都市ガス\",K210*(M210*Y210+N210*Z210)*3.6/'2_メイン'!$AA$20,K210*(M210*Y210+N210*Z210)*3.6/'2_メイン'!$AC$20)))","v":""},"","","",null,0,0,""]
[null,198,null,null,null,null,null,null,null,null,null,null,null,null,"",{"$f":"IF(H211=\"電算室用\",$AD$9,IF(K211=\"\",\"\",VLOOKUP('23_パッケージ (撤去) '!E211,'23_パッケージ (撤去) '!$AI$2:$AJ$9,2,FALSE)))","v":""},{"$f":"IF(H211=\"電算室用\",\"\",IF(K211=\"\",\"\",VLOOKUP('23_パッケージ (撤去) '!E211,$AI$2:$AK$9,3,FALSE)))","v":""},null,null,{"$f":"IF(L211=\"\",\"\",IF(L211=\"電気\",K211*(M211*Y211+N211*Z211),IF(L211=\"都市ガス\",K211*(M211*Y211+N211*Z211)*3.6/'2_メイン'!$AA$20,K211*(M211*Y211+N211*Z211)*3.6/'2_メイン'!$AC$20)))","v":""},"","","",null,0,0,""]
[null,199,null,null,null,null,null,null,null,null,null,null,null,null,"",{"$f":"IF(H212=\"電算室用\",$AD$9,IF(K212=\"\",\"\",VLOOKUP('23_パッケージ (撤去) '!E212,'23_パッケージ (撤去) '!$AI$2:$AJ$9,2,FALSE)))","v":""},{"$f":"IF(H212=\"電算室用\",\"\",IF(K212=\"\",\"\",VLOOKUP('23_パッケージ (撤去) '!E212,$AI$2:$AK$9,3,FALSE)))","v":""},null,null,{"$f":"IF(L212=\"\",\"\",IF(L212=\"電気\",K212*(M212*Y212+N212*Z212),IF(L212=\"都市ガス\",K212*(M212*Y212+N212*Z212)*3.6/'2_メイン'!$AA$20,K212*(M212*Y212+N212*Z212)*3.6/'2_メイン'!$AC$20)))","v":""},"","","",null,0,0,""]
[null,200,null,null,null,null,null,null,null,null,null,null,null,null,"",{"$f":"IF(H213=\"電算室用\",$AD$9,IF(K213=\"\",\"\",VLOOKUP('23_パッケージ (撤去) '!E213,'23_パッケージ (撤去) '!$AI$2:$AJ$9,2,FALSE)))","v":""},{"$f":"IF(H213=\"電算室用\",\"\",IF(K213=\"\",\"\",VLOOKUP('23_パッケージ (撤去) '!E213,$AI$2:$AK$9,3,FALSE)))","v":""},null,null,{"$f":"IF(L213=\"\",\"\",IF(L213=\"電気\",K213*(M213*Y213+N213*Z213),IF(L213=\"都市ガス\",K213*(M213*Y213+N213*Z213)*3.6/'2_メイン'!$AA$20,K213*(M213*Y213+N213*Z213)*3.6/'2_メイン'!$AC$20)))","v":""},"","","",null,0,0,""]
[null,201,null,null,null,null,null,null,null,null,null,null,null,null,"",{"$f":"IF(H214=\"電算室用\",$AD$9,IF(K214=\"\",\"\",VLOOKUP('23_パッケージ (撤去) '!E214,'23_パッケージ (撤去) '!$AI$2:$AJ$9,2,FALSE)))","v":""},{"$f":"IF(H214=\"電算室用\",\"\",IF(K214=\"\",\"\",VLOOKUP('23_パッケージ (撤去) '!E214,$AI$2:$AK$9,3,FALSE)))","v":""},null,null,{"$f":"IF(L214=\"\",\"\",IF(L214=\"電気\",K214*(M214*Y214+N214*Z214),IF(L214=\"都市ガス\",K214*(M214*Y214+N214*Z214)*3.6/'2_メイン'!$AA$20,K214*(M214*Y214+N214*Z214)*3.6/'2_メイン'!$AC$20)))","v":""},"","","",null,0,0,""]
[null,202,null,null,null,null,null,null,null,null,null,null,null,null,"",{"$f":"IF(H215=\"電算室用\",$AD$9,IF(K215=\"\",\"\",VLOOKUP('23_パッケージ (撤去) '!E215,'23_パッケージ (撤去) '!$AI$2:$AJ$9,2,FALSE)))","v":""},{"$f":"IF(H215=\"電算室用\",\"\",IF(K215=\"\",\"\",VLOOKUP('23_パッケージ (撤去) '!E215,$AI$2:$AK$9,3,FALSE)))","v":""},null,null,{"$f":"IF(L215=\"\",\"\",IF(L215=\"電気\",K215*(M215*Y215+N215*Z215),IF(L215=\"都市ガス\",K215*(M215*Y215+N215*Z215)*3.6/'2_メイン'!$AA$20,K215*(M215*Y215+N215*Z215)*3.6/'2_メイン'!$AC$20)))","v":""},"","","",null,0,0,""]
[null,203,null,null,null,null,null,null,null,null,null,null,null,null,"",{"$f":"IF(H216=\"電算室用\",$AD$9,IF(K216=\"\",\"\",VLOOKUP('23_パッケージ (撤去) '!E216,'23_パッケージ (撤去) '!$AI$2:$AJ$9,2,FALSE)))","v":""},{"$f":"IF(H216=\"電算室用\",\"\",IF(K216=\"\",\"\",VLOOKUP('23_パッケージ (撤去) '!E216,$AI$2:$AK$9,3,FALSE)))","v":""},null,null,{"$f":"IF(L216=\"\",\"\",IF(L216=\"電気\",K216*(M216*Y216+N216*Z216),IF(L216=\"都市ガス\",K216*(M216*Y216+N216*Z216)*3.6/'2_メイン'!$AA$20,K216*(M216*Y216+N216*Z216)*3.6/'2_メイン'!$AC$20)))","v":""},"","","",null,0,0,""]
[null,204,null,null,null,null,null,null,null,null,null,null,null,null,"",{"$f":"IF(H217=\"電算室用\",$AD$9,IF(K217=\"\",\"\",VLOOKUP('23_パッケージ (撤去) '!E217,'23_パッケージ (撤去) '!$AI$2:$AJ$9,2,FALSE)))","v":""},{"$f":"IF(H217=\"電算室用\",\"\",IF(K217=\"\",\"\",VLOOKUP('23_パッケージ (撤去) '!E217,$AI$2:$AK$9,3,FALSE)))","v":""},null,null,{"$f":"IF(L217=\"\",\"\",IF(L217=\"電気\",K217*(M217*Y217+N217*Z217),IF(L217=\"都市ガス\",K217*(M217*Y217+N217*Z217)*3.6/'2_メイン'!$AA$20,K217*(M217*Y217+N217*Z217)*3.6/'2_メイン'!$AC$20)))","v":""},"","","",null,0,0,""]
[null,205,null,null,null,null,null,null,null,null,null,null,null,null,"",{"$f":"IF(H218=\"電算室用\",$AD$9,IF(K218=\"\",\"\",VLOOKUP('23_パッケージ (撤去) '!E218,'23_パッケージ (撤去) '!$AI$2:$AJ$9,2,FALSE)))","v":""},{"$f":"IF(H218=\"電算室用\",\"\",IF(K218=\"\",\"\",VLOOKUP('23_パッケージ (撤去) '!E218,$AI$2:$AK$9,3,FALSE)))","v":""},null,null,{"$f":"IF(L218=\"\",\"\",IF(L218=\"電気\",K218*(M218*Y218+N218*Z218),IF(L218=\"都市ガス\",K218*(M218*Y218+N218*Z218)*3.6/'2_メイン'!$AA$20,K218*(M218*Y218+N218*Z218)*3.6/'2_メイン'!$AC$20)))","v":""},"","","",null,0,0,""]
[null,206,null,null,null,null,null,null,null,null,null,null,null,null,"",{"$f":"IF(H219=\"電算室用\",$AD$9,IF(K219=\"\",\"\",VLOOKUP('23_パッケージ (撤去) '!E219,'23_パッケージ (撤去) '!$AI$2:$AJ$9,2,FALSE)))","v":""},{"$f":"IF(H219=\"電算室用\",\"\",IF(K219=\"\",\"\",VLOOKUP('23_パッケージ (撤去) '!E219,$AI$2:$AK$9,3,FALSE)))","v":""},null,null,{"$f":"IF(L219=\"\",\"\",IF(L219=\"電気\",K219*(M219*Y219+N219*Z219),IF(L219=\"都市ガス\",K219*(M219*Y219+N219*Z219)*3.6/'2_メイン'!$AA$20,K219*(M219*Y219+N219*Z219)*3.6/'2_メイン'!$AC$20)))","v":""},"","","",null,0,0,""]
[null,207,null,null,null,null,null,null,null,null,null,null,null,null,"",{"$f":"IF(H220=\"電算室用\",$AD$9,IF(K220=\"\",\"\",VLOOKUP('23_パッケージ (撤去) '!E220,'23_パッケージ (撤去) '!$AI$2:$AJ$9,2,FALSE)))","v":""},{"$f":"IF(H220=\"電算室用\",\"\",IF(K220=\"\",\"\",VLOOKUP('23_パッケージ (撤去) '!E220,$AI$2:$AK$9,3,FALSE)))","v":""},null,null,{"$f":"IF(L220=\"\",\"\",IF(L220=\"電気\",K220*(M220*Y220+N220*Z220),IF(L220=\"都市ガス\",K220*(M220*Y220+N220*Z220)*3.6/'2_メイン'!$AA$20,K220*(M220*Y220+N220*Z220)*3.6/'2_メイン'!$AC$20)))","v":""},"","","",null,0,0,""]
[null,208,null,null,null,null,null,null,null,null,null,null,null,null,"",{"$f":"IF(H221=\"電算室用\",$AD$9,IF(K221=\"\",\"\",VLOOKUP('23_パッケージ (撤去) '!E221,'23_パッケージ (撤去) '!$AI$2:$AJ$9,2,FALSE)))","v":""},{"$f":"IF(H221=\"電算室用\",\"\",IF(K221=\"\",\"\",VLOOKUP('23_パッケージ (撤去) '!E221,$AI$2:$AK$9,3,FALSE)))","v":""},null,null,{"$f":"IF(L221=\"\",\"\",IF(L221=\"電気\",K221*(M221*Y221+N221*Z221),IF(L221=\"都市ガス\",K221*(M221*Y221+N221*Z221)*3.6/'2_メイン'!$AA$20,K221*(M221*Y221+N221*Z221)*3.6/'2_メイン'!$AC$20)))","v":""},"","","",null,0,0,""]
[null,209,null,null,null,null,null,null,null,null,null,null,null,null,"",{"$f":"IF(H222=\"電算室用\",$AD$9,IF(K222=\"\",\"\",VLOOKUP('23_パッケージ (撤去) '!E222,'23_パッケージ (撤去) '!$AI$2:$AJ$9,2,FALSE)))","v":""},{"$f":"IF(H222=\"電算室用\",\"\",IF(K222=\"\",\"\",VLOOKUP('23_パッケージ (撤去) '!E222,$AI$2:$AK$9,3,FALSE)))","v":""},null,null,{"$f":"IF(L222=\"\",\"\",IF(L222=\"電気\",K222*(M222*Y222+N222*Z222),IF(L222=\"都市ガス\",K222*(M222*Y222+N222*Z222)*3.6/'2_メイン'!$AA$20,K222*(M222*Y222+N222*Z222)*3.6/'2_メイン'!$AC$20)))","v":""},"","","",null,0,0,""]
[null,210,null,null,null,null,null,null,null,null,null,null,null,null,"",{"$f":"IF(H223=\"電算室用\",$AD$9,IF(K223=\"\",\"\",VLOOKUP('23_パッケージ (撤去) '!E223,'23_パッケージ (撤去) '!$AI$2:$AJ$9,2,FALSE)))","v":""},{"$f":"IF(H223=\"電算室用\",\"\",IF(K223=\"\",\"\",VLOOKUP('23_パッケージ (撤去) '!E223,$AI$2:$AK$9,3,FALSE)))","v":""},null,null,{"$f":"IF(L223=\"\",\"\",IF(L223=\"電気\",K223*(M223*Y223+N223*Z223),IF(L223=\"都市ガス\",K223*(M223*Y223+N223*Z223)*3.6/'2_メイン'!$AA$20,K223*(M223*Y223+N223*Z223)*3.6/'2_メイン'!$AC$20)))","v":""},"","","",null,0,0,""]

{"sheet":"24_空調機（撤去）","index":23,"n_rows":84,"n_cols":27,"rows_kept":84,"cut":false,"hidden":false,"merged":[[10,11,12,12],[10,13,13,14],[10,15,13,15],[2,24,3,24],[2,25,3,25],[2,26,3,26],[11,16,12,18],[11,19,13,19],[7,16,7,17],[5,17,6,17],[5,16,6,16],[11,10,13,10],[10,1,13,1],[10,2,13,2],[10,3,13,4],[10,5,13,6],[10,7,13,7],[10,8,10,10],[11,8,13,8],[11,9,13,9],[14,3,14,4],[14,5,14,6],[14,13,14,14],[15,3,15,4],[15,5,15,6],[15,13,15,14],[16,3,16,4],[16,5,16,6],[16,13,16,14],[17,3,17,4],[17,5,17,6],[17,13,17,14],[18,3,18,4],[18,5,18,6],[18,13,18,14],[19,3,19,4],[19,5,19,6],[19,13,19,14],[20,3,20,4],[20,5,20,6],[20,13,20,14],[21,3,21,4],[21,5,21,6],[21,13,21,14],[22,3,22,4],[22,5,22,6],[22,13,22,14],[23,3,23,4],[23,5,23,6],[23,13,23,14],[24,3,24,4],[24,5,24,6],[24,13,24,14],[25,3,25,4],[25,5,25,6],[25,13,25,14],[26,3,26,4],[26,5,26,6],[26,13,26,14],[27,3,27,4],[27,5,27,6],[27,13,27,14],[28,3,28,4],[28,5,28,6],[28,13,28,14],[29,3,29,4],[29,5,29,6],[29,13,29,14],[30,3,30,4],[30,5,30,6],[30,13,30,14],[31,3,31,4],[31,5,31,6],[31,13,31,14],[32,3,32,4],[32,5,32,6],[32,13,32,14],[33,3,33,4],[33,5,33,6],[33,13,33,14],[34,3,34,4],[34,5,34,6],[34,13,34,14],[35,3,35,4],[35,5,35,6],[35,13,35,14],[36,3,36,4],[36,5,36,6],[36,13,36,14],[37,3,37,4],[37,5,37,6],[37,13,37,14],[38,3,38,4],[38,5,38,6],[38,13,38,14],[39,3,39,4],[39,5,39,6],[39,13,39,14],[40,3,40,4],[40,5,40,6],[40,13,40,14],[41,3,41,4],[41,5,41,6],[41,13,41,14],[42,3,42,4],[42,5,42,6],[42,13,42,14],[43,3,43,4],[43,5,43,6],[43,13,43,14],[44,3,44,4],[44,5,44,6],[44,13,44,14],[45,3,45,4],[45,5,45,6],[45,13,45,14],[48,3,48,4],[48,5,48,6],[48,13,48,14],[46,3,46,4],[46,5,46,6],[46,13,46,14],[47,3,47,4],[47,5,47,6],[47,13,47,14],[71,3,71,4],[72,3,72,4],[61,3,61,4],[62,3,62,4],[63,3,63,4],[64,3,64,4],[65,3,65,4],[66,3,66,4],[49,3,49,4],[50,3,50,4],[51,3,51,4],[52,3,52,4],[53,3,53,4],[54,3,54,4],[55,3,55,4],[56,3,56,4],[57,3,57,4],[82,3,82,4],[83,3,83,4],[73,3,73,4],[74,3,74,4],[75,3,75,4],[76,3,76,4],[77,3,77,4],[78,3,78,4],[55,5,55,6],[56,5,56,6],[57,5,57,6],[79,3,79,4],[80,3,80,4],[66,5,66,6],[58,3,58,4],[59,3,59,4],[60,3,60,4],[81,3,81,4],[67,3,67,4],[68,3,68,4],[69,3,69,4],[70,3,70,4],[61,5,61,6],[62,5,62,6],[71,5,71,6],[72,5,72,6],[73,5,73,6],[49,5,49,6],[50,5,50,6],[51,5,51,6],[52,5,52,6],[53,5,53,6],[54,5,54,6],[58,5,58,6],[59,5,59,6],[60,5,60,6],[63,5,63,6],[64,5,64,6],[65,5,65,6],[83,5,83,6],[49,13,49,14],[50,13,50,14],[51,13,51,14],[52,13,52,14],[53,13,53,14],[54,13,54,14],[55,13,55,14],[56,13,56,14],[57,13,57,14],[58,13,58,14],[59,13,59,14],[60,13,60,14],[61,13,61,14],[62,13,62,14],[63,13,63,14],[64,13,64,14],[67,5,67,6],[65,13,65,14],[66,13,66,14],[67,13,67,14],[68,5,68,6],[69,5,69,6],[70,5,70,6],[76,5,76,6],[77,5,77,6],[78,5,78,6],[74,5,74,6],[75,5,75,6],[79,5,79,6],[80,5,80,6],[81,5,81,6],[82,5,82,6],[83,13,83,14],[75,13,75,14],[76,13,76,14],[77,13,77,14],[78,13,78,14],[79,13,79,14],[80,13,80,14],[68,13,68,14],[69,13,69,14],[70,13,70,14],[74,13,74,14],[81,13,81,14],[82,13,82,14],[71,13,71,14],[72,13,72,14],[73,13,73,14]]}
[null,null,null,null,null,null,null,null,null,null,null,null,null,null,null,null,null,"○"]
[null,null,"色欄については、文字又は数値を入力",null,null,null,null,null,null,null,null,null,null,null,null,null,null,null,null,null,null,null,null,null,"■省エネ率"]
[null,null,"色欄については、プルダウンメニューから選択",null,null,null,null,null,null,null,null,null,null,null,null,null,null,null,null,null,null,null,null,null,"プラグ\nファン","モータ\n直結形\nファン","高効率\n（IE2）\nモータ"]
[null,null,"色欄については、任意記入とし、文字又は数値を入力"]
[null,null,"色欄については、入力の間違いや未記入の状態などエラーを示す。",null,null,null,null,null,null,null,null,null,null,null,null,null,null,null,null,null,null,null,null,null,0.17,0.05,0.04]
[null,null,null,null,null,null,null,null,null,null,null,null,null,null,null,null,"年間CO2排出量（計）　\n","年間一次\nエネルギー消費量"]
[]
[null,null,null,null,null,null,null,null,null,null,null,null,null,null,null,null,"撤去"]
[null,"高効率空調機の導入（撤去）",null,null,null,null,null,null,null,null,null,null,null,null,null,"No.24",{"$f":"SUM(P15:P84)","v":0},{"$f":"SUM(T15:T84)","v":0}]
[]
[null,"No.","機器記号","機器名称",null,"電動機\n出力\n[kW]",null,"台数","高効率機器",null,null,"年間運転時間\n[h/年]",null,"年間電気\n使用量\n[kWh/年]",null,"年間CO2\n排出量\n[t-CO2/年]"]
[null,null,null,null,null,null,null,null,"プラグ\nファン","モータ\n直結形\nファン","高効率\n（IE2）\nモータ",null,null,null,null,null,"全負荷相当運転時間\n[h/年]",null,null,"年間一次\nエネルギー\n消費量"]
[]
[null,null,null,null,null,null,null,null,null,null,null,"標準値","想定値",null,null,null,"標準値","想定値","採用値"]
[null,1,null,null,null,null,null,null,null,null,null,{"$f":"IF(H15=\"\",\"\",'3_床面積'!$Z$36)","v":""},null,{"$f":"IF(H15=\"\",\"\",F15*H15*S15*(1-SUMIF(I15:K15,\"○\",$Y$5:$AA$5)))","v":""},null,{"$f":"IF(ISERROR(N15),\"\",IF(N15=\"\",\"\",N15*'2_メイン'!$Z$19/1000))","v":""},{"$f":"IF(H15=\"\",\"\",'3_床面積'!$Z$35)","v":""},{"$f":"IF(M15=\"\",\"\",M15)","v":""},{"$f":"IF(M15=\"\",Q15,R15)","v":""},{"$f":"IF(N15=\"\",\"\",N15*'2_メイン'!$Z$20)","v":""}]
[null,2,null,null,null,null,null,null,null,null,null,{"$f":"IF(H16=\"\",\"\",'3_床面積'!$Z$36)","v":""},null,"",null,{"$f":"IF(ISERROR(N16),\"\",IF(N16=\"\",\"\",N16*'2_メイン'!$Z$19/1000))","v":""},{"$f":"IF(H16=\"\",\"\",'3_床面積'!$Z$35)","v":""},{"$f":"IF(M16=\"\",\"\",M16)","v":""},{"$f":"IF(M16=\"\",Q16,R16)","v":""},{"$f":"IF(N16=\"\",\"\",N16*'2_メイン'!$Z$20)","v":""}]
[null,3,null,null,null,null,null,null,null,null,null,{"$f":"IF(H17=\"\",\"\",'3_床面積'!$Z$36)","v":""},null,"",null,{"$f":"IF(ISERROR(N17),\"\",IF(N17=\"\",\"\",N17*'2_メイン'!$Z$19/1000))","v":""},{"$f":"IF(H17=\"\",\"\",'3_床面積'!$Z$35)","v":""},"","",{"$f":"IF(N17=\"\",\"\",N17*'2_メイン'!$Z$20)","v":""}]
[null,4,null,null,null,null,null,null,null,null,null,{"$f":"IF(H18=\"\",\"\",'3_床面積'!$Z$36)","v":""},null,"",null,{"$f":"IF(ISERROR(N18),\"\",IF(N18=\"\",\"\",N18*'2_メイン'!$Z$19/1000))","v":""},{"$f":"IF(H18=\"\",\"\",'3_床面積'!$Z$35)","v":""},"","",{"$f":"IF(N18=\"\",\"\",N18*'2_メイン'!$Z$20)","v":""}]
[null,5,null,null,null,null,null,null,null,null,null,{"$f":"IF(H19=\"\",\"\",'3_床面積'!$Z$36)","v":""},null,"",null,{"$f":"IF(ISERROR(N19),\"\",IF(N19=\"\",\"\",N19*'2_メイン'!$Z$19/1000))","v":""},{"$f":"IF(H19=\"\",\"\",'3_床面積'!$Z$35)","v":""},"","",{"$f":"IF(N19=\"\",\"\",N19*'2_メイン'!$Z$20)","v":""}]
[null,6,null,null,null,null,null,null,null,null,null,{"$f":"IF(H20=\"\",\"\",'3_床面積'!$Z$36)","v":""},null,"",null,{"$f":"IF(ISERROR(N20),\"\",IF(N20=\"\",\"\",N20*'2_メイン'!$Z$19/1000))","v":""},{"$f":"IF(H20=\"\",\"\",'3_床面積'!$Z$35)","v":""},"","",{"$f":"IF(N20=\"\",\"\",N20*'2_メイン'!$Z$20)","v":""}]
[null,7,null,null,null,null,null,null,null,null,null,{"$f":"IF(H21=\"\",\"\",'3_床面積'!$Z$36)","v":""},null,"",null,{"$f":"IF(ISERROR(N21),\"\",IF(N21=\"\",\"\",N21*'2_メイン'!$Z$19/1000))","v":""},{"$f":"IF(H21=\"\",\"\",'3_床面積'!$Z$35)","v":""},"","",{"$f":"IF(N21=\"\",\"\",N21*'2_メイン'!$Z$20)","v":""}]
[null,8,null,null,null,null,null,null,null,null,null,{"$f":"IF(H22=\"\",\"\",'3_床面積'!$Z$36)","v":""},null,"",null,{"$f":"IF(ISERROR(N22),\"\",IF(N22=\"\",\"\",N22*'2_メイン'!$Z$19/1000))","v":""},{"$f":"IF(H22=\"\",\"\",'3_床面積'!$Z$35)","v":""},"","",{"$f":"IF(N22=\"\",\"\",N22*'2_メイン'!$Z$20)","v":""}]
[null,9,null,null,null,null,null,null,null,null,null,{"$f":"IF(H23=\"\",\"\",'3_床面積'!$Z$36)","v":""},null,"",null,{"$f":"IF(ISERROR(N23),\"\",IF(N23=\"\",\"\",N23*'2_メイン'!$Z$19/1000))","v":""},{"$f":"IF(H23=\"\",\"\",'3_床面積'!$Z$35)","v":""},"","",{"$f":"IF(N23=\"\",\"\",N23*'2_メイン'!$Z$20)","v":""}]
[null,10,null,null,null,null,null,null,null,null,null,{"$f":"IF(H24=\"\",\"\",'3_床面積'!$Z$36)","v":""},null,"",null,{"$f":"IF(ISERROR(N24),\"\",IF(N24=\"\",\"\",N24*'2_メイン'!$Z$19/1000))","v":""},{"$f":"IF(H24=\"\",\"\",'3_床面積'!$Z$35)","v":""},"","",{"$f":"IF(N24=\"\",\"\",N24*'2_メイン'!$Z$20)","v":""}]
[null,11,null,null,null,null,null,null,null,null,null,{"$f":"IF(H25=\"\",\"\",'3_床面積'!$Z$36)","v":""},null,"",null,{"$f":"IF(ISERROR(N25),\"\",IF(N25=\"\",\"\",N25*'2_メイン'!$Z$19/1000))","v":""},{"$f":"IF(H25=\"\",\"\",'3_床面積'!$Z$35)","v":""},"","",{"$f":"IF(N25=\"\",\"\",N25*'2_メイン'!$Z$20)","v":""}]
[null,12,null,null,null,null,null,null,null,null,null,{"$f":"IF(H26=\"\",\"\",'3_床面積'!$Z$36)","v":""},null,"",null,{"$f":"IF(ISERROR(N26),\"\",IF(N26=\"\",\"\",N26*'2_メイン'!$Z$19/1000))","v":""},{"$f":"IF(H26=\"\",\"\",'3_床面積'!$Z$35)","v":""},"","",{"$f":"IF(N26=\"\",\"\",N26*'2_メイン'!$Z$20)","v":""}]
[null,13,null,null,null,null,null,null,null,null,null,{"$f":"IF(H27=\"\",\"\",'3_床面積'!$Z$36)","v":""},null,"",null,{"$f":"IF(ISERROR(N27),\"\",IF(N27=\"\",\"\",N27*'2_メイン'!$Z$19/1000))","v":""},{"$f":"IF(H27=\"\",\"\",'3_床面積'!$Z$35)","v":""},"","",{"$f":"IF(N27=\"\",\"\",N27*'2_メイン'!$Z$20)","v":""}]
[null,14,null,null,null,null,null,null,null,null,null,{"$f":"IF(H28=\"\",\"\",'3_床面積'!$Z$36)","v":""},null,"",null,{"$f":"IF(ISERROR(N28),\"\",IF(N28=\"\",\"\",N28*'2_メイン'!$Z$19/1000))","v":""},{"$f":"IF(H28=\"\",\"\",'3_床面積'!$Z$35)","v":""},"","",{"$f":"IF(N28=\"\",\"\",N28*'2_メイン'!$Z$20)","v":""}]
[null,15,null,null,null,null,null,null,null,null,null,{"$f":"IF(H29=\"\",\"\",'3_床面積'!$Z$36)","v":""},null,"",null,{"$f":"IF(ISERROR(N29),\"\",IF(N29=\"\",\"\",N29*'2_メイン'!$Z$19/1000))","v":""},{"$f":"IF(H29=\"\",\"\",'3_床面積'!$Z$35)","v":""},"","",{"$f":"IF(N29=\"\",\"\",N29*'2_メイン'!$Z$20)","v":""}]
[null,16,null,null,null,null,null,null,null,null,null,{"$f":"IF(H30=\"\",\"\",'3_床面積'!$Z$36)","v":""},null,"",null,{"$f":"IF(ISERROR(N30),\"\",IF(N30=\"\",\"\",N30*'2_メイン'!$Z$19/1000))","v":""},{"$f":"IF(H30=\"\",\"\",'3_床面積'!$Z$35)","v":""},"","",{"$f":"IF(N30=\"\",\"\",N30*'2_メイン'!$Z$20)","v":""}]
[null,17,null,null,null,null,null,null,null,null,null,{"$f":"IF(H31=\"\",\"\",'3_床面積'!$Z$36)","v":""},null,"",null,{"$f":"IF(ISERROR(N31),\"\",IF(N31=\"\",\"\",N31*'2_メイン'!$Z$19/1000))","v":""},{"$f":"IF(H31=\"\",\"\",'3_床面積'!$Z$35)","v":""},"","",{"$f":"IF(N31=\"\",\"\",N31*'2_メイン'!$Z$20)","v":""}]
[null,18,null,null,null,null,null,null,null,null,null,{"$f":"IF(H32=\"\",\"\",'3_床面積'!$Z$36)","v":""},null,"",null,{"$f":"IF(ISERROR(N32),\"\",IF(N32=\"\",\"\",N32*'2_メイン'!$Z$19/1000))","v":""},{"$f":"IF(H32=\"\",\"\",'3_床面積'!$Z$35)","v":""},"","",{"$f":"IF(N32=\"\",\"\",N32*'2_メイン'!$Z$20)","v":""}]
[null,19,null,null,null,null,null,null,null,null,null,{"$f":"IF(H33=\"\",\"\",'3_床面積'!$Z$36)","v":""},null,"",null,{"$f":"IF(ISERROR(N33),\"\",IF(N33=\"\",\"\",N33*'2_メイン'!$Z$19/1000))","v":""},{"$f":"IF(H33=\"\",\"\",'3_床面積'!$Z$35)","v":""},"","",{"$f":"IF(N33=\"\",\"\",N33*'2_メイン'!$Z$20)","v":""}]
[null,20,null,null,null,null,null,null,null,null,null,{"$f":"IF(H34=\"\",\"\",'3_床面積'!$Z$36)","v":""},null,"",null,{"$f":"IF(ISERROR(N34),\"\",IF(N34=\"\",\"\",N34*'2_メイン'!$Z$19/1000))","v":""},{"$f":"IF(H34=\"\",\"\",'3_床面積'!$Z$35)","v":""},"","",{"$f":"IF(N34=\"\",\"\",N34*'2_メイン'!$Z$20)","v":""}]
[null,21,null,null,null,null,null,null,null,null,null,{"$f":"IF(H35=\"\",\"\",'3_床面積'!$Z$36)","v":""},null,"",null,{"$f":"IF(ISERROR(N35),\"\",IF(N35=\"\",\"\",N35*'2_メイン'!$Z$19/1000))","v":""},{"$f":"IF(H35=\"\",\"\",'3_床面積'!$Z$35)","v":""},"","",{"$f":"IF(N35=\"\",\"\",N35*'2_メイン'!$Z$20)","v":""}]
[null,22,null,null,null,null,null,null,null,null,null,{"$f":"IF(H36=\"\",\"\",'3_床面積'!$Z$36)","v":""},null,"",null,{"$f":"IF(ISERROR(N36),\"\",IF(N36=\"\",\"\",N36*'2_メイン'!$Z$19/1000))","v":""},{"$f":"IF(H36=\"\",\"\",'3_床面積'!$Z$35)","v":""},"","",{"$f":"IF(N36=\"\",\"\",N36*'2_メイン'!$Z$20)","v":""}]
[null,23,null,null,null,null,null,null,null,null,null,{"$f":"IF(H37=\"\",\"\",'3_床面積'!$Z$36)","v":""},null,"",null,{"$f":"IF(ISERROR(N37),\"\",IF(N37=\"\",\"\",N37*'2_メイン'!$Z$19/1000))","v":""},{"$f":"IF(H37=\"\",\"\",'3_床面積'!$Z$35)","v":""},"","",{"$f":"IF(N37=\"\",\"\",N37*'2_メイン'!$Z$20)","v":""}]
[null,24,null,null,null,null,null,null,null,null,null,{"$f":"IF(H38=\"\",\"\",'3_床面積'!$Z$36)","v":""},null,"",null,{"$f":"IF(ISERROR(N38),\"\",IF(N38=\"\",\"\",N38*'2_メイン'!$Z$19/1000))","v":""},{"$f":"IF(H38=\"\",\"\",'3_床面積'!$Z$35)","v":""},"","",{"$f":"IF(N38=\"\",\"\",N38*'2_メイン'!$Z$20)","v":""}]
[null,25,null,null,null,null,null,null,null,null,null,{"$f":"IF(H39=\"\",\"\",'3_床面積'!$Z$36)","v":""},null,"",null,{"$f":"IF(ISERROR(N39),\"\",IF(N39=\"\",\"\",N39*'2_メイン'!$Z$19/1000))","v":""},{"$f":"IF(H39=\"\",\"\",'3_床面積'!$Z$35)","v":""},"","",{"$f":"IF(N39=\"\",\"\",N39*'2_メイン'!$Z$20)","v":""}]
[null,26,null,null,null,null,null,null,null,null,null,{"$f":"IF(H40=\"\",\"\",'3_床面積'!$Z$36)","v":""},null,"",null,{"$f":"IF(ISERROR(N40),\"\",IF(N40=\"\",\"\",N40*'2_メイン'!$Z$19/1000))","v":""},{"$f":"IF(H40=\"\",\"\",'3_床面積'!$Z$35)","v":""},"","",{"$f":"IF(N40=\"\",\"\",N40*'2_メイン'!$Z$20)","v":""}]
[null,27,null,null,null,null,null,null,null,null,null,{"$f":"IF(H41=\"\",\"\",'3_床面積'!$Z$36)","v":""},null,"",null,{"$f":"IF(ISERROR(N41),\"\",IF(N41=\"\",\"\",N41*'2_メイン'!$Z$19/1000))","v":""},{"$f":"IF(H41=\"\",\"\",'3_床面積'!$Z$35)","v":""},"","",{"$f":"IF(N41=\"\",\"\",N41*'2_メイン'!$Z$20)","v":""}]
[null,28,null,null,null,null,null,null,null,null,null,{"$f":"IF(H42=\"\",\"\",'3_床面積'!$Z$36)","v":""},null,"",null,{"$f":"IF(ISERROR(N42),\"\",IF(N42=\"\",\"\",N42*'2_メイン'!$Z$19/1000))","v":""},{"$f":"IF(H42=\"\",\"\",'3_床面積'!$Z$35)","v":""},"","",{"$f":"IF(N42=\"\",\"\",N42*'2_メイン'!$Z$20)","v":""}]
[null,29,null,null,null,null,null,null,null,null,null,{"$f":"IF(H43=\"\",\"\",'3_床面積'!$Z$36)","v":""},null,"",null,{"$f":"IF(ISERROR(N43),\"\",IF(N43=\"\",\"\",N43*'2_メイン'!$Z$19/1000))","v":""},{"$f":"IF(H43=\"\",\"\",'3_床面積'!$Z$35)","v":""},"","",{"$f":"IF(N43=\"\",\"\",N43*'2_メイン'!$Z$20)","v":""}]
[null,30,null,null,null,null,null,null,null,null,null,{"$f":"IF(H44=\"\",\"\",'3_床面積'!$Z$36)","v":""},null,"",null,{"$f":"IF(ISERROR(N44),\"\",IF(N44=\"\",\"\",N44*'2_メイン'!$Z$19/1000))","v":""},{"$f":"IF(H44=\"\",\"\",'3_床面積'!$Z$35)","v":""},"","",{"$f":"IF(N44=\"\",\"\",N44*'2_メイン'!$Z$20)","v":""}]
[null,31,null,null,null,null,null,null,null,null,null,{"$f":"IF(H45=\"\",\"\",'3_床面積'!$Z$36)","v":""},null,"",null,{"$f":"IF(ISERROR(N45),\"\",IF(N45=\"\",\"\",N45*'2_メイン'!$Z$19/1000))","v":""},{"$f":"IF(H45=\"\",\"\",'3_床面積'!$Z$35)","v":""},"","",{"$f":"IF(N45=\"\",\"\",N45*'2_メイン'!$Z$20)","v":""}]
[null,32,null,null,null,null,null,null,null,null,null,{"$f":"IF(H46=\"\",\"\",'3_床面積'!$Z$36)","v":""},null,"",null,{"$f":"IF(ISERROR(N46),\"\",IF(N46=\"\",\"\",N46*'2_メイン'!$Z$19/1000))","v":""},{"$f":"IF(H46=\"\",\"\",'3_床面積'!$Z$35)","v":""},"","",{"$f":"IF(N46=\"\",\"\",N46*'2_メイン'!$Z$20)","v":""}]
[null,33,null,null,null,null,null,null,null,null,null,{"$f":"IF(H47=\"\",\"\",'3_床面積'!$Z$36)","v":""},null,{"$f":"IF(H47=\"\",\"\",F47*H47*S47*(1-SUMIF(I47:K47,\"○\",$Y$5:$AA$5)))","v":""},null,{"$f":"IF(ISERROR(N47),\"\",IF(N47=\"\",\"\",N47*'2_メイン'!$Z$19/1000))","v":""},{"$f":"IF(H47=\"\",\"\",'3_床面積'!$Z$35)","v":""},"","",{"$f":"IF(N47=\"\",\"\",N47*'2_メイン'!$Z$20)","v":""}]
[null,34,null,null,null,null,null,null,null,null,null,{"$f":"IF(H48=\"\",\"\",'3_床面積'!$Z$36)","v":""},null,"",null,{"$f":"IF(ISERROR(N48),\"\",IF(N48=\"\",\"\",N48*'2_メイン'!$Z$19/1000))","v":""},{"$f":"IF(H48=\"\",\"\",'3_床面積'!$Z$35)","v":""},"","",{"$f":"IF(N48=\"\",\"\",N48*'2_メイン'!$Z$20)","v":""}]
[null,35,null,null,null,null,null,null,null,null,null,{"$f":"IF(H49=\"\",\"\",'3_床面積'!$Z$36)","v":""},null,"",null,{"$f":"IF(ISERROR(N49),\"\",IF(N49=\"\",\"\",N49*'2_メイン'!$Z$19/1000))","v":""},{"$f":"IF(H49=\"\",\"\",'3_床面積'!$Z$35)","v":""},"","",{"$f":"IF(N49=\"\",\"\",N49*'2_メイン'!$Z$20)","v":""}]
[null,36,null,null,null,null,null,null,null,null,null,{"$f":"IF(H50=\"\",\"\",'3_床面積'!$Z$36)","v":""},null,"",null,{"$f":"IF(ISERROR(N50),\"\",IF(N50=\"\",\"\",N50*'2_メイン'!$Z$19/1000))","v":""},{"$f":"IF(H50=\"\",\"\",'3_床面積'!$Z$35)","v":""},{"$f":"IF(M50=\"\",\"\",M50)","v":""},{"$f":"IF(M50=\"\",Q50,R50)","v":""},{"$f":"IF(N50=\"\",\"\",N50*'2_メイン'!$Z$20)","v":""}]
[null,37,null,null,null,null,null,null,null,null,null,{"$f":"IF(H51=\"\",\"\",'3_床面積'!$Z$36)","v":""},null,"",null,{"$f":"IF(ISERROR(N51),\"\",IF(N51=\"\",\"\",N51*'2_メイン'!$Z$19/1000))","v":""},{"$f":"IF(H51=\"\",\"\",'3_床面積'!$Z$35)","v":""},"","",{"$f":"IF(N51=\"\",\"\",N51*'2_メイン'!$Z$20)","v":""}]
[null,38,null,null,null,null,null,null,null,null,null,{"$f":"IF(H52=\"\",\"\",'3_床面積'!$Z$36)","v":""},null,"",null,{"$f":"IF(ISERROR(N52),\"\",IF(N52=\"\",\"\",N52*'2_メイン'!$Z$19/1000))","v":""},{"$f":"IF(H52=\"\",\"\",'3_床面積'!$Z$35)","v":""},"","",{"$f":"IF(N52=\"\",\"\",N52*'2_メイン'!$Z$20)","v":""}]
[null,39,null,null,null,null,null,null,null,null,null,{"$f":"IF(H53=\"\",\"\",'3_床面積'!$Z$36)","v":""},null,"",null,{"$f":"IF(ISERROR(N53),\"\",IF(N53=\"\",\"\",N53*'2_メイン'!$Z$19/1000))","v":""},{"$f":"IF(H53=\"\",\"\",'3_床面積'!$Z$35)","v":""},"","",{"$f":"IF(N53=\"\",\"\",N53*'2_メイン'!$Z$20)","v":""}]
[null,40,null,null,null,null,null,null,null,null,null,{"$f":"IF(H54=\"\",\"\",'3_床面積'!$Z$36)","v":""},null,"",null,{"$f":"IF(ISERROR(N54),\"\",IF(N54=\"\",\"\",N54*'2_メイン'!$Z$19/1000))","v":""},{"$f":"IF(H54=\"\",\"\",'3_床面積'!$Z$35)","v":""},"","",{"$f":"IF(N54=\"\",\"\",N54*'2_メイン'!$Z$20)","v":""}]
[null,41,null,null,null,null,null,null,null,null,null,{"$f":"IF(H55=\"\",\"\",'3_床面積'!$Z$36)","v":""},null,"",null,{"$f":"IF(ISERROR(N55),\"\",IF(N55=\"\",\"\",N55*'2_メイン'!$Z$19/1000))","v":""},{"$f":"IF(H55=\"\",\"\",'3_床面積'!$Z$35)","v":""},"","",{"$f":"IF(N55=\"\",\"\",N55*'2_メイン'!$Z$20)","v":""}]
[null,42,null,null,null,null,null,null,null,null,null,{"$f":"IF(H56=\"\",\"\",'3_床面積'!$Z$36)","v":""},null,"",null,{"$f":"IF(ISERROR(N56),\"\",IF(N56=\"\",\"\",N56*'2_メイン'!$Z$19/1000))","v":""},{"$f":"IF(H56=\"\",\"\",'3_床面積'!$Z$35)","v":""},"","",{"$f":"IF(N56=\"\",\"\",N56*'2_メイン'!$Z$20)","v":""}]
[null,43,null,null,null,null,null,null,null,null,null,{"$f":"IF(H57=\"\",\"\",'3_床面積'!$Z$36)","v":""},null,"",null,{"$f":"IF(ISERROR(N57),\"\",IF(N57=\"\",\"\",N57*'2_メイン'!$Z$19/1000))","v":""},{"$f":"IF(H57=\"\",\"\",'3_床面積'!$Z$35)","v":""},"","",{"$f":"IF(N57=\"\",\"\",N57*'2_メイン'!$Z$20)","v":""}]
[null,44,null,null,null,null,null,null,null,null,null,{"$f":"IF(H58=\"\",\"\",'3_床面積'!$Z$36)","v":""},null,"",null,{"$f":"IF(ISERROR(N58),\"\",IF(N58=\"\",\"\",N58*'2_メイン'!$Z$19/1000))","v":""},{"$f":"IF(H58=\"\",\"\",'3_床面積'!$Z$35)","v":""},"","",{"$f":"IF(N58=\"\",\"\",N58*'2_メイン'!$Z$20)","v":""}]
[null,45,null,null,null,null,null,null,null,null,null,{"$f":"IF(H59=\"\",\"\",'3_床面積'!$Z$36)","v":""},null,"",null,{"$f":"IF(ISERROR(N59),\"\",IF(N59=\"\",\"\",N59*'2_メイン'!$Z$19/1000))","v":""},{"$f":"IF(H59=\"\",\"\",'3_床面積'!$Z$35)","v":""},"","",{"$f":"IF(N59=\"\",\"\",N59*'2_メイン'!$Z$20)","v":""}]
[null,46,null,null,null,null,null,null,null,null,null,{"$f":"IF(H60=\"\",\"\",'3_床面積'!$Z$36)","v":""},null,"",null,{"$f":"IF(ISERROR(N60),\"\",IF(N60=\"\",\"\",N60*'2_メイン'!$Z$19/1000))","v":""},{"$f":"IF(H60=\"\",\"\",'3_床面積'!$Z$35)","v":""},"","",{"$f":"IF(N60=\"\",\"\",N60*'2_メイン'!$Z$20)","v":""}]
[null,47,null,null,null,null,null,null,null,null,null,{"$f":"IF(H61=\"\",\"\",'3_床面積'!$Z$36)","v":""},null,"",null,{"$f":"IF(ISERROR(N61),\"\",IF(N61=\"\",\"\",N61*'2_メイン'!$Z$19/1000))","v":""},{"$f":"IF(H61=\"\",\"\",'3_床面積'!$Z$35)","v":""},"","",{"$f":"IF(N61=\"\",\"\",N61*'2_メイン'!$Z$20)","v":""}]
[null,48,null,null,null,null,null,null,null,null,null,{"$f":"IF(H62=\"\",\"\",'3_床面積'!$Z$36)","v":""},null,"",null,{"$f":"IF(ISERROR(N62),\"\",IF(N62=\"\",\"\",N62*'2_メイン'!$Z$19/1000))","v":""},{"$f":"IF(H62=\"\",\"\",'3_床面積'!$Z$35)","v":""},"","",{"$f":"IF(N62=\"\",\"\",N62*'2_メイン'!$Z$20)","v":""}]
[null,49,null,null,null,null,null,null,null,null,null,{"$f":"IF(H63=\"\",\"\",'3_床面積'!$Z$36)","v":""},null,"",null,{"$f":"IF(ISERROR(N63),\"\",IF(N63=\"\",\"\",N63*'2_メイン'!$Z$19/1000))","v":""},{"$f":"IF(H63=\"\",\"\",'3_床面積'!$Z$35)","v":""},"","",{"$f":"IF(N63=\"\",\"\",N63*'2_メイン'!$Z$20)","v":""}]
[null,50,null,null,null,null,null,null,null,null,null,{"$f":"IF(H64=\"\",\"\",'3_床面積'!$Z$36)","v":""},null,"",null,{"$f":"IF(ISERROR(N64),\"\",IF(N64=\"\",\"\",N64*'2_メイン'!$Z$19/1000))","v":""},{"$f":"IF(H64=\"\",\"\",'3_床面積'!$Z$35)","v":""},"","",{"$f":"IF(N64=\"\",\"\",N64*'2_メイン'!$Z$20)","v":""}]
[null,51,null,null,null,null,null,null,null,null,null,{"$f":"IF(H65=\"\",\"\",'3_床面積'!$Z$36)","v":""},null,"",null,{"$f":"IF(ISERROR(N65),\"\",IF(N65=\"\",\"\",N65*'2_メイン'!$Z$19/1000))","v":""},{"$f":"IF(H65=\"\",\"\",'3_床面積'!$Z$35)","v":""},"","",{"$f":"IF(N65=\"\",\"\",N65*'2_メイン'!$Z$20)","v":""}]
[null,52,null,null,null,null,null,null,null,null,null,{"$f":"IF(H66=\"\",\"\",'3_床面積'!$Z$36)","v":""},null,"",null,{"$f":"IF(ISERROR(N66),\"\",IF(N66=\"\",\"\",N66*'2_メイン'!$Z$19/1000))","v":""},{"$f":"IF(H66=\"\",\"\",'3_床面積'!$Z$35)","v":""},"","",{"$f":"IF(N66=\"\",\"\",N66*'2_メイン'!$Z$20)","v":""}]
[null,53,null,null,null,null,null,null,null,null,null,{"$f":"IF(H67=\"\",\"\",'3_床面積'!$Z$36)","v":""},null,"",null,{"$f":"IF(ISERROR(N67),\"\",IF(N67=\"\",\"\",N67*'2_メイン'!$Z$19/1000))","v":""},{"$f":"IF(H67=\"\",\"\",'3_床面積'!$Z$35)","v":""},"","",{"$f":"IF(N67=\"\",\"\",N67*'2_メイン'!$Z$20)","v":""}]
[null,54,null,null,null,null,null,null,null,null,null,{"$f":"IF(H68=\"\",\"\",'3_床面積'!$Z$36)","v":""},null,"",null,{"$f":"IF(ISERROR(N68),\"\",IF(N68=\"\",\"\",N68*'2_メイン'!$Z$19/1000))","v":""},{"$f":"IF(H68=\"\",\"\",'3_床面積'!$Z$35)","v":""},"","",{"$f":"IF(N68=\"\",\"\",N68*'2_メイン'!$Z$20)","v":""}]
[null,55,null,null,null,null,null,null,null,null,null,{"$f":"IF(H69=\"\",\"\",'3_床面積'!$Z$36)","v":""},null,"",null,{"$f":"IF(ISERROR(N69),\"\",IF(N69=\"\",\"\",N69*'2_メイン'!$Z$19/1000))","v":""},{"$f":"IF(H69=\"\",\"\",'3_床面積'!$Z$35)","v":""},"","",{"$f":"IF(N69=\"\",\"\",N69*'2_メイン'!$Z$20)","v":""}]
[null,56,null,null,null,null,null,null,null,null,null,{"$f":"IF(H70=\"\",\"\",'3_床面積'!$Z$36)","v":""},null,"",null,{"$f":"IF(ISERROR(N70),\"\",IF(N70=\"\",\"\",N70*'2_メイン'!$Z$19/1000))","v":""},{"$f":"IF(H70=\"\",\"\",'3_床面積'!$Z$35)","v":""},"","",{"$f":"IF(N70=\"\",\"\",N70*'2_メイン'!$Z$20)","v":""}]
[null,57,null,null,null,null,null,null,null,null,null,{"$f":"IF(H71=\"\",\"\",'3_床面積'!$Z$36)","v":""},null,"",null,{"$f":"IF(ISERROR(N71),\"\",IF(N71=\"\",\"\",N71*'2_メイン'!$Z$19/1000))","v":""},{"$f":"IF(H71=\"\",\"\",'3_床面積'!$Z$35)","v":""},"","",{"$f":"IF(N71=\"\",\"\",N71*'2_メイン'!$Z$20)","v":""}]
[null,58,null,null,null,null,null,null,null,null,null,{"$f":"IF(H72=\"\",\"\",'3_床面積'!$Z$36)","v":""},null,"",null,{"$f":"IF(ISERROR(N72),\"\",IF(N72=\"\",\"\",N72*'2_メイン'!$Z$19/1000))","v":""},{"$f":"IF(H72=\"\",\"\",'3_床面積'!$Z$35)","v":""},"","",{"$f":"IF(N72=\"\",\"\",N72*'2_メイン'!$Z$20)","v":""}]
[null,59,null,null,null,null,null,null,null,null,null,{"$f":"IF(H73=\"\",\"\",'3_床面積'!$Z$36)","v":""},null,"",null,{"$f":"IF(ISERROR(N73),\"\",IF(N73=\"\",\"\",N73*'2_メイン'!$Z$19/1000))","v":""},{"$f":"IF(H73=\"\",\"\",'3_床面積'!$Z$35)","v":""},"","",{"$f":"IF(N73=\"\",\"\",N73*'2_メイン'!$Z$20)","v":""}]
[null,60,null,null,null,null,null,null,null,null,null,{"$f":"IF(H74=\"\",\"\",'3_床面積'!$Z$36)","v":""},null,"",null,{"$f":"IF(ISERROR(N74),\"\",IF(N74=\"\",\"\",N74*'2_メイン'!$Z$19/1000))","v":""},{"$f":"IF(H74=\"\",\"\",'3_床面積'!$Z$35)","v":""},"","",{"$f":"IF(N74=\"\",\"\",N74*'2_メイン'!$Z$20)","v":""}]
[null,61,null,null,null,null,null,null,null,null,null,{"$f":"IF(H75=\"\",\"\",'3_床面積'!$Z$36)","v":""},null,"",null,{"$f":"IF(ISERROR(N75),\"\",IF(N75=\"\",\"\",N75*'2_メイン'!$Z$19/1000))","v":""},{"$f":"IF(H75=\"\",\"\",'3_床面積'!$Z$35)","v":""},"","",{"$f":"IF(N75=\"\",\"\",N75*'2_メイン'!$Z$20)","v":""}]
[null,62,null,null,null,null,null,null,null,null,null,{"$f":"IF(H76=\"\",\"\",'3_床面積'!$Z$36)","v":""},null,"",null,{"$f":"IF(ISERROR(N76),\"\",IF(N76=\"\",\"\",N76*'2_メイン'!$Z$19/1000))","v":""},{"$f":"IF(H76=\"\",\"\",'3_床面積'!$Z$35)","v":""},"","",{"$f":"IF(N76=\"\",\"\",N76*'2_メイン'!$Z$20)","v":""}]
[null,63,null,null,null,null,null,null,null,null,null,{"$f":"IF(H77=\"\",\"\",'3_床面積'!$Z$36)","v":""},null,"",null,{"$f":"IF(ISERROR(N77),\"\",IF(N77=\"\",\"\",N77*'2_メイン'!$Z$19/1000))","v":""},{"$f":"IF(H77=\"\",\"\",'3_床面積'!$Z$35)","v":""},"","",{"$f":"IF(N77=\"\",\"\",N77*'2_メイン'!$Z$20)","v":""}]
[null,64,null,null,null,null,null,null,null,null,null,{"$f":"IF(H78=\"\",\"\",'3_床面積'!$Z$36)","v":""},null,"",null,{"$f":"IF(ISERROR(N78),\"\",IF(N78=\"\",\"\",N78*'2_メイン'!$Z$19/1000))","v":""},{"$f":"IF(H78=\"\",\"\",'3_床面積'!$Z$35)","v":""},"","",{"$f":"IF(N78=\"\",\"\",N78*'2_メイン'!$Z$20)","v":""}]
[null,65,null,null,null,null,null,null,null,null,null,{"$f":"IF(H79=\"\",\"\",'3_床面積'!$Z$36)","v":""},null,{"$f":"IF(H79=\"\",\"\",F79*H79*S79*(1-SUMIF(I79:K79,\"○\",$Y$5:$AA$5)))","v":""},null,{"$f":"IF(ISERROR(N79),\"\",IF(N79=\"\",\"\",N79*'2_メイン'!$Z$19/1000))","v":""},{"$f":"IF(H79=\"\",\"\",'3_床面積'!$Z$35)","v":""},"","",{"$f":"IF(N79=\"\",\"\",N79*'2_メイン'!$Z$20)","v":""}]
[null,66,null,null,null,null,null,null,null,null,null,{"$f":"IF(H80=\"\",\"\",'3_床面積'!$Z$36)","v":""},null,"",null,{"$f":"IF(ISERROR(N80),\"\",IF(N80=\"\",\"\",N80*'2_メイン'!$Z$19/1000))","v":""},{"$f":"IF(H80=\"\",\"\",'3_床面積'!$Z$35)","v":""},"","",{"$f":"IF(N80=\"\",\"\",N80*'2_メイン'!$Z$20)","v":""}]
[null,67,null,null,null,null,null,null,null,null,null,{"$f":"IF(H81=\"\",\"\",'3_床面積'!$Z$36)","v":""},null,"",null,{"$f":"IF(ISERROR(N81),\"\",IF(N81=\"\",\"\",N81*'2_メイン'!$Z$19/1000))","v":""},{"$f":"IF(H81=\"\",\"\",'3_床面積'!$Z$35)","v":""},"","",{"$f":"IF(N81=\"\",\"\",N81*'2_メイン'!$Z$20)","v":""}]
[null,68,null,null,null,null,null,null,null,null,null,{"$f":"IF(H82=\"\",\"\",'3_床面積'!$Z$36)","v":""},null,"",null,{"$f":"IF(ISERROR(N82),\"\",IF(N82=\"\",\"\",N82*'2_メイン'!$Z$19/1000))","v":""},{"$f":"IF(H82=\"\",\"\",'3_床面積'!$Z$35)","v":""},"","",{"$f":"IF(N82=\"\",\"\",N82*'2_メイン'!$Z$20)","v":""}]
[null,69,null,null,null,null,null,null,null,null,null,{"$f":"IF(H83=\"\",\"\",'3_床面積'!$Z$36)","v":""},null,"",null,{"$f":"IF(ISERROR(N83),\"\",IF(N83=\"\",\"\",N83*'2_メイン'!$Z$19/1000))","v":""},{"$f":"IF(H83=\"\",\"\",'3_床面積'!$Z$35)","v":""},"","",{"$f":"IF(N83=\"\",\"\",N83*'2_メイン'!$Z$20)","v":""}]
[null,70,null,null,null,null,null,null,null,null,null,{"$f":"IF(H84=\"\",\"\",'3_床面積'!$Z$36)","v":""},null,"",null,{"$f":"IF(ISERROR(N84),\"\",IF(N84=\"\",\"\",N84*'2_メイン'!$Z$19/1000))","v":""},{"$f":"IF(H84=\"\",\"\",'3_床面積'!$Z$35)","v":""},"","",{"$f":"IF(N84=\"\",\"\",N84*'2_メイン'!$Z$20)","v":""}]

{"sheet":"25_全熱交換器 (撤去) ","index":24,"n_rows":86,"n_cols":87,"rows_kept":86,"cut":false,"hidden":false,"merged":[[83,3,83,4],[83,5,83,6],[83,24,83,25],[84,3,84,4],[84,5,84,6],[84,24,84,25],[81,3,81,4],[81,5,81,6],[81,24,81,25],[82,3,82,4],[82,5,82,6],[82,24,82,25],[79,3,79,4],[79,5,79,6],[79,24,79,25],[80,3,80,4],[80,5,80,6],[80,24,80,25],[77,3,77,4],[77,5,77,6],[77,24,77,25],[78,3,78,4],[78,5,78,6],[78,24,78,25],[75,3,75,4],[75,5,75,6],[75,24,75,25],[76,3,76,4],[76,5,76,6],[76,24,76,25],[73,3,73,4],[73,5,73,6],[73,24,73,25],[74,3,74,4],[74,5,74,6],[74,24,74,25],[71,3,71,4],[71,5,71,6],[71,24,71,25],[72,3,72,4],[72,5,72,6],[72,24,72,25],[69,3,69,4],[69,5,69,6],[69,24,69,25],[70,3,70,4],[70,5,70,6],[70,24,70,25],[67,3,67,4],[67,5,67,6],[67,24,67,25],[68,3,68,4],[68,5,68,6],[68,24,68,25],[65,3,65,4],[65,5,65,6],[65,24,65,25],[66,3,66,4],[66,5,66,6],[66,24,66,25],[63,3,63,4],[63,5,63,6],[63,24,63,25],[64,3,64,4],[64,5,64,6],[64,24,64,25],[61,3,61,4],[61,5,61,6],[61,24,61,25],[62,3,62,4],[62,5,62,6],[62,24,62,25],[59,3,59,4],[59,5,59,6],[59,24,59,25],[60,3,60,4],[60,5,60,6],[60,24,60,25],[57,3,57,4],[57,5,57,6],[57,24,57,25],[58,3,58,4],[58,5,58,6],[58,24,58,25],[55,3,55,4],[55,5,55,6],[55,24,55,25],[56,3,56,4],[56,5,56,6],[56,24,56,25],[53,3,53,4],[53,5,53,6],[53,24,53,25],[54,3,54,4],[54,5,54,6],[54,24,54,25],[51,3,51,4],[51,5,51,6],[51,24,51,25],[52,3,52,4],[52,5,52,6],[52,24,52,25],[49,3,49,4],[49,5,49,6],[49,24,49,25],[50,3,50,4],[50,5,50,6],[50,24,50,25],[47,3,47,4],[47,5,47,6],[47,24,47,25],[48,3,48,4],[48,5,48,6],[48,24,48,25],[45,3,45,4],[45,5,45,6],[45,24,45,25],[46,3,46,4],[46,5,46,6],[46,24,46,25],[43,3,43,4],[43,5,43,6],[43,24,43,25],[44,3,44,4],[44,5,44,6],[44,24,44,25],[41,3,41,4],[41,5,41,6],[41,24,41,25],[42,3,42,4],[42,5,42,6],[42,24,42,25],[39,3,39,4],[39,5,39,6],[39,24,39,25],[40,3,40,4],[40,5,40,6],[40,24,40,25],[37,3,37,4],[37,5,37,6],[37,24,37,25],[38,3,38,4],[38,5,38,6],[38,24,38,25],[35,3,35,4],[35,5,35,6],[35,24,35,25],[36,3,36,4],[36,5,36,6],[36,24,36,25],[33,3,33,4],[33,5,33,6],[33,24,33,25],[34,3,34,4],[34,5,34,6],[34,24,34,25],[31,3,31,4],[31,5,31,6],[31,24,31,25],[32,3,32,4],[32,5,32,6],[32,24,32,25],[29,3,29,4],[29,5,29,6],[29,24,29,25],[30,3,30,4],[30,5,30,6],[30,24,30,25],[27,3,27,4],[27,5,27,6],[27,24,27,25],[28,3,28,4],[28,5,28,6],[28,24,28,25],[25,3,25,4],[25,5,25,6],[25,24,25,25],[26,3,26,4],[26,5,26,6],[26,24,26,25],[23,3,23,4],[23,5,23,6],[23,24,23,25],[24,3,24,4],[24,5,24,6],[24,24,24,25],[21,3,21,4],[21,5,21,6],[21,24,21,25],[22,3,22,4],[22,5,22,6],[22,24,22,25],[19,3,19,4],[19,5,19,6],[19,24,19,25],[20,3,20,4],[20,5,20,6],[20,24,20,25],[17,3,17,4],[17,5,17,6],[17,24,17,25],[18,3,18,4],[18,5,18,6],[18,24,18,25],[15,3,15,4],[15,5,15,6],[15,24,15,25],[16,3,16,4],[16,5,16,6],[16,24,16,25],[12,64,14,64],[12,65,14,67],[12,68,14,68],[13,16,13,17],[13,18,13,19],[13,30,13,31],[13,32,13,33],[13,36,13,38],[13,39,13,41],[12,13,14,13],[12,14,14,14],[12,15,14,15],[12,63,14,63],[11,50,14,50],[11,51,14,53],[11,54,14,54],[11,55,14,55],[11,56,14,58],[9,60,13,61],[9,64,9,68],[10,64,11,68],[11,59,14,59],[11,36,12,41],[11,44,14,44],[11,45,14,45],[11,46,14,46],[11,47,14,48],[11,49,14,49],[11,1,14,1],[11,2,14,2],[11,3,14,4],[11,5,14,6],[11,7,13,8],[11,9,13,10],[8,44,8,59],[9,18,9,19],[9,24,9,25],[9,46,10,49],[9,50,10,54],[9,55,10,59],[11,11,14,11],[11,12,14,12],[11,13,11,15],[11,16,12,19],[11,20,14,21],[11,22,14,22],[11,23,14,23],[11,24,14,25],[11,27,14,28],[11,29,14,29],[11,30,12,33],[11,34,13,35],[3,30,3,31],[3,32,3,33],[3,34,3,35],[3,36,3,37],[3,38,3,39],[6,18,7,29],[7,30,8,30],[7,31,8,31],[8,18,8,19],[8,24,8,25]]}
[]
[null,null,null,null,null,null,null,null,null,null,null,null,null,null,null,null,null,null,null,null,null,null,null,null,null,null,null,null,null,null,null,"○",null,null,null,null,null,null,null,null,null,null,null,null,null,null,null,null,null,null,null,null,null,null,null,null,null,null,null,null,null,null,null,null,null,null,null,null,null,null,null,"■都市ガス種別",null,null,null,null,"風量比　補正テーブル",null,null,0.5,0.6,0.7,0.8,0.9,1,1.2,"風量比"]
[null,null,null,null,null,null,null,null,null,null,null,null,null,null,null,null,null,null,null,null,null,null,null,null,null,null,null,null,null,null,null,null,null,null,null,null,null,null,null,null,"■エネルギー種別",null,null,null,"■基準COP",null,"■省エネ率",null,null,null,null,null,null,null,null,null,null,null,null,null,null,null,null,null,null,null,null,null,null,null,null,"中圧ガス","低圧ガス",null,null,null,null,null,0.9,0.5,0.6,0.7,0.75,0.85,0.9,0.95]
[null,null,null,null,null,null,null,null,null,null,null,null,null,null,null,null,null,null,null,null,null,null,null,null,null,null,null,null,null,null,"一次消費エネルギー",null,"CO2",null,"電気",null,"都市ガス",null,"LPG",null,"電気","都市ガス","LPG",null,0.9,null,"全熱交換器エンタルピー制御あり","全熱交換器エンタルピー制御無し","除加湿可能全熱交換機能付外気処理機",null,null,null,null,null,null,null,null,null,null,null,null,null,null,null,null,null,null,null,null,null,null,0.95699999999999996,0.96699999999999997,null,null,null,null,null,0.8,0.5,0.55000000000000004,0.65,0.7,0.75,0.8,0.85]
[null,null,"色欄については、文字又は数値を入力",null,null,null,null,null,null,null,null,null,null,null,null,null,null,null,null,null,null,null,null,null,null,null,null,null,null,null,"撤去",null,"撤去",null,"撤去",null,"撤去",null,"撤去",null,{"$f":"'2_メイン'!Z19","v":0.48899999999999999},{"$f":"'2_メイン'!AA19","v":2.2440000000000002},{"$f":"'2_メイン'!AC19","v":2.9651656441717793},null,null,null,0.5,0.4,0.5,null,null,null,null,null,null,null,null,null,null,null,null,null,null,null,null,null,null,null,null,null,null,null,null,null,null,null,null,null,0.7,0.45,0.55000000000000004,0.6,0.65,0.7,0.7,0.75]
[null,null,"色欄については、プルダウンメニューから選択",null,null,null,null,null,null,null,null,null,null,null,null,null,null,null,null,null,null,null,null,null,null,null,null,null,null,null,{"$f":"SUM(BJ16:BJ85)","v":0},null,{"$f":"SUM(BQ16:BQ85)","v":0},null,{"$f":"SUMIF(BN16:BN85,\"kWh/年\",BO16:BO85)","v":0},null,{"$f":"SUMIF(BP16:BP85,\"Nm3/年\",BN16:BN85)/HLOOKUP(BU6,BT3:BU4,2,FALSE)","v":0},null,{"$f":"SUMIF(BN16:BN85,\"kg/年\",BO16:BO85)","v":0},null,{"$f":"'2_メイン'!Z20","v":9.76},{"$f":"'2_メイン'!AA20","v":45},{"$f":"'2_メイン'!AC20","v":50.8},null,null,null,null,null,null,null,null,null,null,null,null,null,null,null,null,null,null,null,null,null,null,null,null,null,null,null,null,"ガス種別判定",{"$f":"'11_パッケージ (新設)'!AZ9","v":"低圧ガス"},null,null,null,null,null,0.6,0.4,0.5,0.5,0.55000000000000004,0.6,0.6,0.65]
[null,null,"色欄については、任意記入とし、文字又は数値を入力",null,null,null,null,null,null,null,null,null,null,null,null,null,null,null,null,null,null,null,null,null,null,null,null,null,null,null,null,null,null,null,null,null,null,null,null,null,null,null,null,null,null,null,null,null,null,null,null,null,null,null,null,null,null,null,null,null,null,null,null,null,null,null,null,null,null,null,null,null,null,null,null,null,null,null,0.5,0.4,0.4,0.45,0.45,0.5,0.5,0.55000000000000004]
[null,null,"色欄については、入力の間違いや未記入の状態などエラーを示す。",null,null,null,null,null,null,null,null,null,null,null,null,null,null,null,null,null,null,null,null,null,null,null,null,null,null,null,null,null,null,null,null,null,null,null,"中小クレジットの標準値と統一",null,null,null,null,null,null,null,null,null,null,null,null,null,null,null,null,null,null,null,null,null,null,null,null,null,null,null,null,null,null,null,null,null,null,null,null,null,null,null,"熱交換率"]
[null,null,null,null,null,null,null,null,null,null,null,null,null,null,null,null,null,null,null,null,null,null,null,null,null,null,null,null,null,null,null,null,null,"標準熱交換率",0.5,"冷房比エンタルピー差","暖房比エンタルピー差",null,"標準熱交換率",50,null,null,null,null,"制御のみ追加"]
[null,"全熱交換器等の導入（撤去）",null,null,null,null,null,null,null,null,null,null,null,null,null,null,null,null,null,null,null,null,"No.25",null,null,null,null,null,null,null,null,null,null,"標準熱交換率\n（撤去）",0.5,31.5,33.5,null,"標準風量比",0.5,null,null,null,null,null,null,"削減量",null,null,null,"改修前",null,null,null,null,"改修後",null,null,null,null,"年間一次エネルギー\n消費量"]
[null,null,null,null,null,null,null,null,null,null,null,null,null,null,null,null,null,null,null,null,null,null,null,null,null,null,null,null,null,null,null,null,null,null,null,null,null,null,null,null,null,null,null,null,null,null,null,null,null,null,null,null,null,null,null,null,null,null,null,null,null,null,null,null,"新設"]
[null,"No.","機器記号","機器名称",null,"外気量\n[㎥/h]",null,"排気量\n[㎥/h]",null,"全熱交換効率\n[%] ",null,"台数","ｴﾈﾙｷﾞｰ\n種別","全熱交換器等",null,null," 年間運転時間\n[h/年]",null,null,null,"年間エネルギー\n消費量\n",null,"年間CO2\n排出量\n[t-CO2/年]","年間\n熱負荷\n\n[MJ/年]","年間熱負荷\n削減量\n[MJ/年]",null,null,"年間エネルギー\n削減量\n",null,"年間CO2\n削減量\n[t-CO2/年]","\n静止形",null,null,null,"省エネ率",null,"全負荷相当運転時間\n[h/年]",null,null,null,null,null,null,null,"制御のみ\n追加","省エネ率","年間熱負荷\n削減量\n[MJ/年]","年間エネルギー\n削減量\n",null,"年間CO2\n削減量\n[t-CO2/年]","改修前の\n年間熱負荷","年間エネルギー\n削減量\n",null,null,"改修前の\n年間CO2\n排出量\n[t-CO2/年]","\n年間熱負荷","年間エネルギー\n削減量\n",null,null,"\n年間CO2\n排出量\n[t-CO2/年]"]
[null,null,null,null,null,null,null,null,null,null,null,null,null,"全熱交換器\nエンタルピー\n制御あり","全熱交換器\nエンタルピー\n制御無し","除加湿可能\n全熱交換\n機能付\n外気処理機",null,null,null,null,null,null,null,null,null,null,null,null,null,null,null,null,null,null,null,null,null,null,null,null,null,null,null,null,null,null,null,null,null,null,null,null,null,null,null,null,null,null,null,null,null,null,null,"年間CO2\n排出量\n[t-CO2/年]","改修前の\n年間熱負荷","改修前の\n年間\nエネルギー\n消費量",null,null,"改修前の\n年間CO2\n排出量\n[t-CO2/年]"]
[null,null,null,null,null,null,null,null,null,null,null,null,null,null,null,null,"標準値",null,"想定値",null,null,null,null,null,null,null,null,null,null,null,"標準値・想定値",null,"補正表　参照値",null,null,null,"冷房",null,null,"暖房"]
[null,null,null,null,null,null,null,"標準値","設計値","標準値","設計値",null,null,null,null,null,"冷房","暖房","冷房","暖房",null,null,null,null,null,null,null,null,null,null,"風量比","熱交換率","風量比","熱交換率","補正なし","補正あり","標準値","想定値","採用値","標準値","想定値","採用値",null,null,null,null,null,null,null,null,null,null,null,null,null,null,null,null,null,null,"新設","更新前"]
[null,1,null,null,null,null,null,{"$f":"IF(F16=\"\",\"\",F16*$AN$10)","v":""},null,{"$f":"IF(F16=\"\",\"\",$AN$9)","v":""},null,null,null,null,null,null,{"$f":"IF(L16=\"\",\"\",'3_床面積'!$V$36)","v":""},{"$f":"IF(L16=\"\",\"\",'3_床面積'!$W$36)","v":""},null,null,{"$f":"IF(M16=\"\",\"\",IF(M16=$AO$4,X16/3.6/($AS$4*$AO$6/3.6),IF(M16=$AP$4,X16/$AS$4/$AP$6,IF(M16=$AQ$4,X16/$AS$4/$AQ$6))))","v":""},{"$f":"IF(M16=\"\",\"\",IF(M16=\"電気\",\"kWh/年\",IF(M16=\"都市ガス\",\"Nm3/年\",\"kg/年\")))","v":""},{"$f":"IF(U16=\"\",\"\",U16*HLOOKUP(M16,$AO$4:$AQ$6,2,FALSE)/1000)","v":""},{"$f":"IF(L16=\"\",\"\",0.33*F16*L16*(1-AJ16)*($AJ$10*AM16+$AK$10*AP16)*3.6/1000)","v":""},{"$f":"IF(L16=\"\",\"\",0.33*F16*L16*AJ16*($AJ$10*AM16+$AK$10*AP16)*3.6/1000)","v":""},null,{"$f":"IF(U16=\"\",\"\",IF(#REF!=$AF$2,1,)*U16)","v":""},{"$f":"IF(M16=\"\",\"\",IF(M16=$AO$4,Y16/3.6/($AS$4*$AO$6/3.6),IF(M16=$AP$4,Y16/$AS$4/$AP$6,IF(M16=$AQ$4,Y16/$AS$4/$AQ$6))))","v":""},{"$f":"IF(M16=\"\",\"\",IF(M16=\"電気\",\"kWh/年\",IF(M16=\"都市ガス\",\"Nm3/年\",\"kg/年\")))","v":""},{"$f":"IF(AB16=\"\",\"\",AB16*HLOOKUP(M16,$AO$4:$AQ$6,2,FALSE)/1000)","v":""},{"$f":"IF(L16=\"\",\"\",IF(I16=\"\",$AN$10,I16/F16))","v":""},{"$f":"IF(L16=\"\",\"\",IF(K16=\"\",$AN$9,K16))","v":""},{"$f":"IF(L16=\"\",\"\",IF(AE16>=1.2,1.2,IF(AND(AE16>=1,AE16<1.2),1,IF(AND(AE16>=0.9,AE16<1),0.9,IF(AND(AE16>=0.8,AE16<0.9),0.8,IF(AND(AE16>=0.7,AE16<0.8),0.7,IF(AND(AE16>=0.6,AE16<0.7),0.6,0.5)))))))","v":""},{"$f":"IF(L16=\"\",\"\",IF(AF16>=90,0.9,IF(AND(AF16>=80,AF16<90),0.8,IF(AND(AF16>=70,AF16<80),0.7,IF(AND(AF16>=60,AF16<70),0.6,0.5)))))","v":""},{"$f":"IF(L16=\"\",\"\",SUMIF(N16:P16,\"○\",$AU$5:$AW$5))","v":""},{"$f":"IF(L16=\"\",\"\",AI16*INDEX($CB$3:$CH$7,MATCH(AH16,$CA$3:$CA$7,0),MATCH(AG16,$CB$2:$CH$2,0))/$AI$9)","v":""},{"$f":"IF(L16=\"\",\"\",'3_床面積'!$V$35)","v":""},{"$f":"IF(S16=\"\",\"\",AK16*S16/Q16)","v":""},{"$f":"IF(AL16=\"\",AK16,AL16)","v":""},{"$f":"IF(L16=\"\",\"\",'3_床面積'!$W$35)","v":""},{"$f":"IF(T16=\"\",\"\",AN16*T16/R16)","v":""},{"$f":"IF(AO16=\"\",AN16,AO16)","v":""},null,null,{"$f":"IF(AND(#REF!=\"\",#REF!=\"○\"),\"○\",\"\")","v":{"$error":"#REF!"}},{"$f":"IF(L16=\"\",\"\",($AU$5-$AV$5)*INDEX($CB$3:$CH$7,MATCH(AH16,$CA$3:$CA$7,0),MATCH(AG16,$CB$2:$CH$2,0))/$AI$9)","v":""},{"$f":"IF(L16=\"\",\"\",0.33*F16*L16*AT16*($AJ$10*AM16+$AK$10*AP16)*3.6/1000)","v":""},{"$f":"IF(M16=\"\",\"\",IF(M16=$AO$4,AU16/3.6/($AS$4*$AO$6/3.6),IF(M16=$AP$4,AU16/$AS$4/$AP$6,IF(M16=$AQ$4,AU16/$AS$4/$AQ$6))))","v":""},{"$f":"IF(M16=\"\",\"\",IF(M16=\"電気\",\"kWh/年\",IF(M16=\"都市ガス\",\"Nm3/年\",\"kg/年\")))","v":""},{"$f":"IF(AV16=\"\",\"\",AV16*HLOOKUP(M16,$AO$4:$AQ$6,2,FALSE)/1000)","v":""},{"$f":"IF(L16=\"\",\"\",0.33*F16*L16*IF(L16=\"\",\"\",(1-$AV$5)*INDEX($CB$3:$CH$7,MATCH(AH16,$CA$3:$CA$7,0),MATCH(AG16,$CB$2:$CH$2,0))/$AI$9)*($AJ$10*AM16+$AK$10*AP16)*3.6/1000)","v":""},{"$f":"IF(M16=\"\",\"\",IF(M16=$AO$4,AY16/3.6/($AS$4*$AO$6/3.6),IF(M16=$AP$4,AY16/$AS$4/$AP$6,IF(M16=$AQ$4,AY16/$AS$4/$AQ$6))))","v":""},{"$f":"IF(AZ16=\"\",\"\",IF(#REF!=\"\",0,1)*AZ16)","v":""},{"$f":"IF(M16=\"\",\"\",IF(M16=\"電気\",\"kWh/年\",IF(M16=\"都市ガス\",\"Nm3/年\",\"kg/年\")))","v":""},{"$f":"IF(AZ16=\"\",\"\",AZ16*HLOOKUP(M16,$AO$4:$AQ$6,2,FALSE)/1000)","v":""},{"$f":"IF(L16=\"\",\"\",0.33*F16*L16*IF(L16=\"\",\"\",(1-$AU$5)*INDEX($CB$3:$CH$7,MATCH(AH16,$CA$3:$CA$7,0),MATCH(AG16,$CB$2:$CH$2,0))/$AI$9)*($AJ$10*AM16+$AK$10*AP16)*3.6/1000)","v":""},{"$f":"IF(M16=\"\",\"\",IF(M16=$AO$4,BD16/3.6/($AS$4*$AO$6/3.6),IF(M16=$AP$4,BD16/$AS$4/$AP$6,IF(M16=$AQ$4,BD16/$AS$4/$AQ$6))))","v":""},{"$f":"IF(BE16=\"\",\"\",IF(#REF!=\"\",0,1)*BE16)","v":""},{"$f":"IF(M16=\"\",\"\",IF(M16=\"電気\",\"kWh/年\",IF(M16=\"都市ガス\",\"Nm3/年\",\"kg/年\")))","v":""},{"$f":"IF(ISERROR(BD16),\"\",IF(BD16=\"\",\"\",BD16*'2_メイン'!$AG$19/1000))","v":""},{"$f":"IF(U16=\"\",\"\",U16*HLOOKUP(M16,$AO$4:$AQ$6,3,FALSE))","v":""},{"$f":"IF(BN16=\"\",\"\",BN16*HLOOKUP(M16,$AO$4:$AQ$6,3,FALSE))","v":""},null,{"$f":"IF(ISERROR(X16),\"\",IF(X16=\"\",\"\",X16*'2_メイン'!$AG$19/1000))","v":""},{"$f":"IF(L16=\"\",\"\",0.33*F16*L16*($AJ$10*AM16+$AK$10*AP16)*3.6/1000)","v":""},{"$f":"IF(M16=\"\",\"\",IF(M16=$AO$4,BM16/3.6/($AS$4*$AO$6/3.6),IF(M16=$AP$4,BM16/$AS$4/$AP$6,IF(M16=$AQ$4,BM16/$AS$4/$AQ$6))))","v":""},{"$f":"IF(BN16=\"\",\"\",IF(#REF!=\"\",0,1)*BN16)","v":""},{"$f":"IF(M16=\"\",\"\",IF(M16=\"電気\",\"kWh/年\",IF(M16=\"都市ガス\",\"Nm3/年\",\"kg/年\")))","v":""},{"$f":"IF(BN16=\"\",\"\",BN16*HLOOKUP(M16,$AO$4:$AQ$6,2,FALSE)/1000)","v":""}]
[null,2,null,null,null,null,null,{"$f":"IF(F17=\"\",\"\",F17*$AN$10)","v":""},null,{"$f":"IF(F17=\"\",\"\",$AN$9)","v":""},null,null,null,null,null,null,{"$f":"IF(L17=\"\",\"\",'3_床面積'!$V$36)","v":""},{"$f":"IF(L17=\"\",\"\",'3_床面積'!$W$36)","v":""},null,null,{"$f":"IF(M17=\"\",\"\",IF(M17=$AO$4,X17/3.6/($AS$4*$AO$6/3.6),IF(M17=$AP$4,X17/$AS$4/$AP$6,IF(M17=$AQ$4,X17/$AS$4/$AQ$6))))","v":""},{"$f":"IF(M17=\"\",\"\",IF(M17=\"電気\",\"kWh/年\",IF(M17=\"都市ガス\",\"Nm3/年\",\"kg/年\")))","v":""},{"$f":"IF(U17=\"\",\"\",U17*HLOOKUP(M17,$AO$4:$AQ$6,2,FALSE)/1000)","v":""},"","",null,{"$f":"IF(U17=\"\",\"\",IF(#REF!=$AF$2,1,)*U17)","v":""},{"$f":"IF(M17=\"\",\"\",IF(M17=$AO$4,Y17/3.6/($AS$4*$AO$6/3.6),IF(M17=$AP$4,Y17/$AS$4/$AP$6,IF(M17=$AQ$4,Y17/$AS$4/$AQ$6))))","v":""},{"$f":"IF(M17=\"\",\"\",IF(M17=\"電気\",\"kWh/年\",IF(M17=\"都市ガス\",\"Nm3/年\",\"kg/年\")))","v":""},{"$f":"IF(AB17=\"\",\"\",AB17*HLOOKUP(M17,$AO$4:$AQ$6,2,FALSE)/1000)","v":""},{"$f":"IF(L17=\"\",\"\",IF(I17=\"\",$AN$10,I17/F17))","v":""},{"$f":"IF(L17=\"\",\"\",IF(K17=\"\",$AN$9,K17))","v":""},"","","","",{"$f":"IF(L17=\"\",\"\",'3_床面積'!$V$35)","v":""},{"$f":"IF(S17=\"\",\"\",AK17*S17/Q17)","v":""},{"$f":"IF(AL17=\"\",AK17,AL17)","v":""},{"$f":"IF(L17=\"\",\"\",'3_床面積'!$W$35)","v":""},{"$f":"IF(T17=\"\",\"\",AN17*T17/R17)","v":""},{"$f":"IF(AO17=\"\",AN17,AO17)","v":""},null,null,{"$f":"IF(AND(#REF!=\"\",#REF!=\"○\"),\"○\",\"\")","v":{"$error":"#REF!"}},"","",{"$f":"IF(M17=\"\",\"\",IF(M17=$AO$4,AU17/3.6/($AS$4*$AO$6/3.6),IF(M17=$AP$4,AU17/$AS$4/$AP$6,IF(M17=$AQ$4,AU17/$AS$4/$AQ$6))))","v":""},{"$f":"IF(M17=\"\",\"\",IF(M17=\"電気\",\"kWh/年\",IF(M17=\"都市ガス\",\"Nm3/年\",\"kg/年\")))","v":""},{"$f":"IF(AV17=\"\",\"\",AV17*HLOOKUP(M17,$AO$4:$AQ$6,2,FALSE)/1000)","v":""},"",{"$f":"IF(M17=\"\",\"\",IF(M17=$AO$4,AY17/3.6/($AS$4*$AO$6/3.6),IF(M17=$AP$4,AY17/$AS$4/$AP$6,IF(M17=$AQ$4,AY17/$AS$4/$AQ$6))))","v":""},{"$f":"IF(AZ17=\"\",\"\",IF(#REF!=\"\",0,1)*AZ17)","v":""},{"$f":"IF(M17=\"\",\"\",IF(M17=\"電気\",\"kWh/年\",IF(M17=\"都市ガス\",\"Nm3/年\",\"kg/年\")))","v":""},{"$f":"IF(AZ17=\"\",\"\",AZ17*HLOOKUP(M17,$AO$4:$AQ$6,2,FALSE)/1000)","v":""},"",{"$f":"IF(M17=\"\",\"\",IF(M17=$AO$4,BD17/3.6/($AS$4*$AO$6/3.6),IF(M17=$AP$4,BD17/$AS$4/$AP$6,IF(M17=$AQ$4,BD17/$AS$4/$AQ$6))))","v":""},{"$f":"IF(BE17=\"\",\"\",IF(#REF!=\"\",0,1)*BE17)","v":""},{"$f":"IF(M17=\"\",\"\",IF(M17=\"電気\",\"kWh/年\",IF(M17=\"都市ガス\",\"Nm3/年\",\"kg/年\")))","v":""},{"$f":"IF(ISERROR(BD17),\"\",IF(BD17=\"\",\"\",BD17*'2_メイン'!$AG$19/1000))","v":""},{"$f":"IF(U17=\"\",\"\",U17*HLOOKUP(M17,$AO$4:$AQ$6,3,FALSE))","v":""},"",null,{"$f":"IF(ISERROR(X17),\"\",IF(X17=\"\",\"\",X17*'2_メイン'!$AG$19/1000))","v":""},{"$f":"IF(L17=\"\",\"\",0.33*F17*L17*($AJ$10*AM17+$AK$10*AP17)*3.6/1000)","v":""},"",{"$f":"IF(BN17=\"\",\"\",IF(#REF!=\"\",0,1)*BN17)","v":""},{"$f":"IF(M17=\"\",\"\",IF(M17=\"電気\",\"kWh/年\",IF(M17=\"都市ガス\",\"Nm3/年\",\"kg/年\")))","v":""},""]
[null,3,null,null,null,null,null,"",null,"",null,null,null,null,null,null,{"$f":"IF(L18=\"\",\"\",'3_床面積'!$V$36)","v":""},{"$f":"IF(L18=\"\",\"\",'3_床面積'!$W$36)","v":""},null,null,"","","","","",null,{"$f":"IF(U18=\"\",\"\",IF(#REF!=$AF$2,1,)*U18)","v":""},"","","","","","","","","",{"$f":"IF(L18=\"\",\"\",'3_床面積'!$V$35)","v":""},"","",{"$f":"IF(L18=\"\",\"\",'3_床面積'!$W$35)","v":""},"","",null,null,{"$f":"IF(AND(#REF!=\"\",#REF!=\"○\"),\"○\",\"\")","v":{"$error":"#REF!"}},"","","","","","","",{"$f":"IF(AZ18=\"\",\"\",IF(#REF!=\"\",0,1)*AZ18)","v":""},"","","","",{"$f":"IF(BE18=\"\",\"\",IF(#REF!=\"\",0,1)*BE18)","v":""},"",{"$f":"IF(ISERROR(BD18),\"\",IF(BD18=\"\",\"\",BD18*'2_メイン'!$AG$19/1000))","v":""},"","",null,{"$f":"IF(ISERROR(X18),\"\",IF(X18=\"\",\"\",X18*'2_メイン'!$AG$19/1000))","v":""},"","",{"$f":"IF(BN18=\"\",\"\",IF(#REF!=\"\",0,1)*BN18)","v":""},"",""]
[null,4,null,null,null,null,null,"",null,"",null,null,null,null,null,null,{"$f":"IF(L19=\"\",\"\",'3_床面積'!$V$36)","v":""},{"$f":"IF(L19=\"\",\"\",'3_床面積'!$W$36)","v":""},null,null,"","","","","",null,{"$f":"IF(U19=\"\",\"\",IF(#REF!=$AF$2,1,)*U19)","v":""},"","","","","","","","","",{"$f":"IF(L19=\"\",\"\",'3_床面積'!$V$35)","v":""},"","",{"$f":"IF(L19=\"\",\"\",'3_床面積'!$W$35)","v":""},"","",null,null,{"$f":"IF(AND(#REF!=\"\",#REF!=\"○\"),\"○\",\"\")","v":{"$error":"#REF!"}},"","","","","","","",{"$f":"IF(AZ19=\"\",\"\",IF(#REF!=\"\",0,1)*AZ19)","v":""},"","","","",{"$f":"IF(BE19=\"\",\"\",IF(#REF!=\"\",0,1)*BE19)","v":""},"",{"$f":"IF(ISERROR(BD19),\"\",IF(BD19=\"\",\"\",BD19*'2_メイン'!$AG$19/1000))","v":""},"","",null,{"$f":"IF(ISERROR(X19),\"\",IF(X19=\"\",\"\",X19*'2_メイン'!$AG$19/1000))","v":""},"","",{"$f":"IF(BN19=\"\",\"\",IF(#REF!=\"\",0,1)*BN19)","v":""},"",""]
[null,5,null,null,null,null,null,"",null,"",null,null,null,null,null,null,{"$f":"IF(L20=\"\",\"\",'3_床面積'!$V$36)","v":""},{"$f":"IF(L20=\"\",\"\",'3_床面積'!$W$36)","v":""},null,null,"","","","","",null,{"$f":"IF(U20=\"\",\"\",IF(#REF!=$AF$2,1,)*U20)","v":""},"","","","","","","","","",{"$f":"IF(L20=\"\",\"\",'3_床面積'!$V$35)","v":""},"","",{"$f":"IF(L20=\"\",\"\",'3_床面積'!$W$35)","v":""},"","",null,null,{"$f":"IF(AND(#REF!=\"\",#REF!=\"○\"),\"○\",\"\")","v":{"$error":"#REF!"}},"","","","","","","",{"$f":"IF(AZ20=\"\",\"\",IF(#REF!=\"\",0,1)*AZ20)","v":""},"","","","",{"$f":"IF(BE20=\"\",\"\",IF(#REF!=\"\",0,1)*BE20)","v":""},"",{"$f":"IF(ISERROR(BD20),\"\",IF(BD20=\"\",\"\",BD20*'2_メイン'!$AG$19/1000))","v":""},"","",null,{"$f":"IF(ISERROR(X20),\"\",IF(X20=\"\",\"\",X20*'2_メイン'!$AG$19/1000))","v":""},"","",{"$f":"IF(BN20=\"\",\"\",IF(#REF!=\"\",0,1)*BN20)","v":""},"",""]
[null,6,null,null,null,null,null,"",null,"",null,null,null,null,null,null,{"$f":"IF(L21=\"\",\"\",'3_床面積'!$V$36)","v":""},{"$f":"IF(L21=\"\",\"\",'3_床面積'!$W$36)","v":""},null,null,"","","","","",null,{"$f":"IF(U21=\"\",\"\",IF(#REF!=$AF$2,1,)*U21)","v":""},"","","","","","","","","",{"$f":"IF(L21=\"\",\"\",'3_床面積'!$V$35)","v":""},"","",{"$f":"IF(L21=\"\",\"\",'3_床面積'!$W$35)","v":""},"","",null,null,{"$f":"IF(AND(#REF!=\"\",#REF!=\"○\"),\"○\",\"\")","v":{"$error":"#REF!"}},"","","","","","","",{"$f":"IF(AZ21=\"\",\"\",IF(#REF!=\"\",0,1)*AZ21)","v":""},"","","","",{"$f":"IF(BE21=\"\",\"\",IF(#REF!=\"\",0,1)*BE21)","v":""},"",{"$f":"IF(ISERROR(BD21),\"\",IF(BD21=\"\",\"\",BD21*'2_メイン'!$AG$19/1000))","v":""},"","",null,{"$f":"IF(ISERROR(X21),\"\",IF(X21=\"\",\"\",X21*'2_メイン'!$AG$19/1000))","v":""},"","",{"$f":"IF(BN21=\"\",\"\",IF(#REF!=\"\",0,1)*BN21)","v":""},"",""]
[null,7,null,null,null,null,null,"",null,"",null,null,null,null,null,null,{"$f":"IF(L22=\"\",\"\",'3_床面積'!$V$36)","v":""},{"$f":"IF(L22=\"\",\"\",'3_床面積'!$W$36)","v":""},null,null,"","","","","",null,{"$f":"IF(U22=\"\",\"\",IF(#REF!=$AF$2,1,)*U22)","v":""},"","","","","","","","","",{"$f":"IF(L22=\"\",\"\",'3_床面積'!$V$35)","v":""},"","",{"$f":"IF(L22=\"\",\"\",'3_床面積'!$W$35)","v":""},"","",null,null,{"$f":"IF(AND(#REF!=\"\",#REF!=\"○\"),\"○\",\"\")","v":{"$error":"#REF!"}},"","","","","","","",{"$f":"IF(AZ22=\"\",\"\",IF(#REF!=\"\",0,1)*AZ22)","v":""},"","","","",{"$f":"IF(BE22=\"\",\"\",IF(#REF!=\"\",0,1)*BE22)","v":""},"",{"$f":"IF(ISERROR(BD22),\"\",IF(BD22=\"\",\"\",BD22*'2_メイン'!$AG$19/1000))","v":""},"","",null,{"$f":"IF(ISERROR(X22),\"\",IF(X22=\"\",\"\",X22*'2_メイン'!$AG$19/1000))","v":""},"","",{"$f":"IF(BN22=\"\",\"\",IF(#REF!=\"\",0,1)*BN22)","v":""},"",""]
[null,8,null,null,null,null,null,"",null,"",null,null,null,null,null,null,{"$f":"IF(L23=\"\",\"\",'3_床面積'!$V$36)","v":""},{"$f":"IF(L23=\"\",\"\",'3_床面積'!$W$36)","v":""},null,null,"","","","","",null,{"$f":"IF(U23=\"\",\"\",IF(#REF!=$AF$2,1,)*U23)","v":""},"","","","","","","","","",{"$f":"IF(L23=\"\",\"\",'3_床面積'!$V$35)","v":""},"","",{"$f":"IF(L23=\"\",\"\",'3_床面積'!$W$35)","v":""},"","",null,null,{"$f":"IF(AND(#REF!=\"\",#REF!=\"○\"),\"○\",\"\")","v":{"$error":"#REF!"}},"","","","","","","",{"$f":"IF(AZ23=\"\",\"\",IF(#REF!=\"\",0,1)*AZ23)","v":""},"","","","",{"$f":"IF(BE23=\"\",\"\",IF(#REF!=\"\",0,1)*BE23)","v":""},"",{"$f":"IF(ISERROR(BD23),\"\",IF(BD23=\"\",\"\",BD23*'2_メイン'!$AG$19/1000))","v":""},"","",null,{"$f":"IF(ISERROR(X23),\"\",IF(X23=\"\",\"\",X23*'2_メイン'!$AG$19/1000))","v":""},"","",{"$f":"IF(BN23=\"\",\"\",IF(#REF!=\"\",0,1)*BN23)","v":""},"",""]
[null,9,null,null,null,null,null,"",null,"",null,null,null,null,null,null,{"$f":"IF(L24=\"\",\"\",'3_床面積'!$V$36)","v":""},{"$f":"IF(L24=\"\",\"\",'3_床面積'!$W$36)","v":""},null,null,"","","","","",null,{"$f":"IF(U24=\"\",\"\",IF(#REF!=$AF$2,1,)*U24)","v":""},"","","","","","","","","",{"$f":"IF(L24=\"\",\"\",'3_床面積'!$V$35)","v":""},"","",{"$f":"IF(L24=\"\",\"\",'3_床面積'!$W$35)","v":""},"","",null,null,{"$f":"IF(AND(#REF!=\"\",#REF!=\"○\"),\"○\",\"\")","v":{"$error":"#REF!"}},"","","","","","","",{"$f":"IF(AZ24=\"\",\"\",IF(#REF!=\"\",0,1)*AZ24)","v":""},"","","","",{"$f":"IF(BE24=\"\",\"\",IF(#REF!=\"\",0,1)*BE24)","v":""},"",{"$f":"IF(ISERROR(BD24),\"\",IF(BD24=\"\",\"\",BD24*'2_メイン'!$AG$19/1000))","v":""},"","",null,{"$f":"IF(ISERROR(X24),\"\",IF(X24=\"\",\"\",X24*'2_メイン'!$AG$19/1000))","v":""},"","",{"$f":"IF(BN24=\"\",\"\",IF(#REF!=\"\",0,1)*BN24)","v":""},"",""]
[null,10,null,null,null,null,null,"",null,"",null,null,null,null,null,null,{"$f":"IF(L25=\"\",\"\",'3_床面積'!$V$36)","v":""},{"$f":"IF(L25=\"\",\"\",'3_床面積'!$W$36)","v":""},null,null,"","","","","",null,{"$f":"IF(U25=\"\",\"\",IF(#REF!=$AF$2,1,)*U25)","v":""},"","","","","","","","","",{"$f":"IF(L25=\"\",\"\",'3_床面積'!$V$35)","v":""},"","",{"$f":"IF(L25=\"\",\"\",'3_床面積'!$W$35)","v":""},"","",null,null,{"$f":"IF(AND(#REF!=\"\",#REF!=\"○\"),\"○\",\"\")","v":{"$error":"#REF!"}},"","","","","","","",{"$f":"IF(AZ25=\"\",\"\",IF(#REF!=\"\",0,1)*AZ25)","v":""},"","","","",{"$f":"IF(BE25=\"\",\"\",IF(#REF!=\"\",0,1)*BE25)","v":""},"",{"$f":"IF(ISERROR(BD25),\"\",IF(BD25=\"\",\"\",BD25*'2_メイン'!$AG$19/1000))","v":""},"","",null,{"$f":"IF(ISERROR(X25),\"\",IF(X25=\"\",\"\",X25*'2_メイン'!$AG$19/1000))","v":""},"","",{"$f":"IF(BN25=\"\",\"\",IF(#REF!=\"\",0,1)*BN25)","v":""},"",""]
[null,11,null,null,null,null,null,"",null,"",null,null,null,null,null,null,{"$f":"IF(L26=\"\",\"\",'3_床面積'!$V$36)","v":""},{"$f":"IF(L26=\"\",\"\",'3_床面積'!$W$36)","v":""},null,null,"","","","","",null,{"$f":"IF(U26=\"\",\"\",IF(#REF!=$AF$2,1,)*U26)","v":""},"","","","","","","","","",{"$f":"IF(L26=\"\",\"\",'3_床面積'!$V$35)","v":""},"","",{"$f":"IF(L26=\"\",\"\",'3_床面積'!$W$35)","v":""},"","",null,null,{"$f":"IF(AND(#REF!=\"\",#REF!=\"○\"),\"○\",\"\")","v":{"$error":"#REF!"}},"","","","","","","",{"$f":"IF(AZ26=\"\",\"\",IF(#REF!=\"\",0,1)*AZ26)","v":""},"","","","",{"$f":"IF(BE26=\"\",\"\",IF(#REF!=\"\",0,1)*BE26)","v":""},"",{"$f":"IF(ISERROR(BD26),\"\",IF(BD26=\"\",\"\",BD26*'2_メイン'!$AG$19/1000))","v":""},"","",null,{"$f":"IF(ISERROR(X26),\"\",IF(X26=\"\",\"\",X26*'2_メイン'!$AG$19/1000))","v":""},"","",{"$f":"IF(BN26=\"\",\"\",IF(#REF!=\"\",0,1)*BN26)","v":""},"",""]
[null,12,null,null,null,null,null,"",null,"",null,null,null,null,null,null,{"$f":"IF(L27=\"\",\"\",'3_床面積'!$V$36)","v":""},{"$f":"IF(L27=\"\",\"\",'3_床面積'!$W$36)","v":""},null,null,"","","","","",null,{"$f":"IF(U27=\"\",\"\",IF(#REF!=$AF$2,1,)*U27)","v":""},"","","","","","","","","",{"$f":"IF(L27=\"\",\"\",'3_床面積'!$V$35)","v":""},"","",{"$f":"IF(L27=\"\",\"\",'3_床面積'!$W$35)","v":""},"","",null,null,{"$f":"IF(AND(#REF!=\"\",#REF!=\"○\"),\"○\",\"\")","v":{"$error":"#REF!"}},"","","","","","","",{"$f":"IF(AZ27=\"\",\"\",IF(#REF!=\"\",0,1)*AZ27)","v":""},"","","","",{"$f":"IF(BE27=\"\",\"\",IF(#REF!=\"\",0,1)*BE27)","v":""},"",{"$f":"IF(ISERROR(BD27),\"\",IF(BD27=\"\",\"\",BD27*'2_メイン'!$AG$19/1000))","v":""},"","",null,{"$f":"IF(ISERROR(X27),\"\",IF(X27=\"\",\"\",X27*'2_メイン'!$AG$19/1000))","v":""},"","",{"$f":"IF(BN27=\"\",\"\",IF(#REF!=\"\",0,1)*BN27)","v":""},"",""]
[null,13,null,null,null,null,null,"",null,"",null,null,null,null,null,null,{"$f":"IF(L28=\"\",\"\",'3_床面積'!$V$36)","v":""},{"$f":"IF(L28=\"\",\"\",'3_床面積'!$W$36)","v":""},null,null,"","","","","",null,{"$f":"IF(U28=\"\",\"\",IF(#REF!=$AF$2,1,)*U28)","v":""},"","","","","","","","","",{"$f":"IF(L28=\"\",\"\",'3_床面積'!$V$35)","v":""},"","",{"$f":"IF(L28=\"\",\"\",'3_床面積'!$W$35)","v":""},"","",null,null,{"$f":"IF(AND(#REF!=\"\",#REF!=\"○\"),\"○\",\"\")","v":{"$error":"#REF!"}},"","","","","","","",{"$f":"IF(AZ28=\"\",\"\",IF(#REF!=\"\",0,1)*AZ28)","v":""},"","","","",{"$f":"IF(BE28=\"\",\"\",IF(#REF!=\"\",0,1)*BE28)","v":""},"",{"$f":"IF(ISERROR(BD28),\"\",IF(BD28=\"\",\"\",BD28*'2_メイン'!$AG$19/1000))","v":""},"","",null,{"$f":"IF(ISERROR(X28),\"\",IF(X28=\"\",\"\",X28*'2_メイン'!$AG$19/1000))","v":""},"","",{"$f":"IF(BN28=\"\",\"\",IF(#REF!=\"\",0,1)*BN28)","v":""},"",""]
[null,14,null,null,null,null,null,"",null,"",null,null,null,null,null,null,{"$f":"IF(L29=\"\",\"\",'3_床面積'!$V$36)","v":""},{"$f":"IF(L29=\"\",\"\",'3_床面積'!$W$36)","v":""},null,null,"","","","","",null,{"$f":"IF(U29=\"\",\"\",IF(#REF!=$AF$2,1,)*U29)","v":""},"","","","","","","","","",{"$f":"IF(L29=\"\",\"\",'3_床面積'!$V$35)","v":""},"","",{"$f":"IF(L29=\"\",\"\",'3_床面積'!$W$35)","v":""},"","",null,null,{"$f":"IF(AND(#REF!=\"\",#REF!=\"○\"),\"○\",\"\")","v":{"$error":"#REF!"}},"","","","","","","",{"$f":"IF(AZ29=\"\",\"\",IF(#REF!=\"\",0,1)*AZ29)","v":""},"","","","",{"$f":"IF(BE29=\"\",\"\",IF(#REF!=\"\",0,1)*BE29)","v":""},"",{"$f":"IF(ISERROR(BD29),\"\",IF(BD29=\"\",\"\",BD29*'2_メイン'!$AG$19/1000))","v":""},"","",null,{"$f":"IF(ISERROR(X29),\"\",IF(X29=\"\",\"\",X29*'2_メイン'!$AG$19/1000))","v":""},"","",{"$f":"IF(BN29=\"\",\"\",IF(#REF!=\"\",0,1)*BN29)","v":""},"",""]
[null,15,null,null,null,null,null,"",null,"",null,null,null,null,null,null,{"$f":"IF(L30=\"\",\"\",'3_床面積'!$V$36)","v":""},{"$f":"IF(L30=\"\",\"\",'3_床面積'!$W$36)","v":""},null,null,"","","","","",null,{"$f":"IF(U30=\"\",\"\",IF(#REF!=$AF$2,1,)*U30)","v":""},"","","","","","","","","",{"$f":"IF(L30=\"\",\"\",'3_床面積'!$V$35)","v":""},"","",{"$f":"IF(L30=\"\",\"\",'3_床面積'!$W$35)","v":""},"","",null,null,{"$f":"IF(AND(#REF!=\"\",#REF!=\"○\"),\"○\",\"\")","v":{"$error":"#REF!"}},"","","","","","","",{"$f":"IF(AZ30=\"\",\"\",IF(#REF!=\"\",0,1)*AZ30)","v":""},"","","","",{"$f":"IF(BE30=\"\",\"\",IF(#REF!=\"\",0,1)*BE30)","v":""},"",{"$f":"IF(ISERROR(BD30),\"\",IF(BD30=\"\",\"\",BD30*'2_メイン'!$AG$19/1000))","v":""},"","",null,{"$f":"IF(ISERROR(X30),\"\",IF(X30=\"\",\"\",X30*'2_メイン'!$AG$19/1000))","v":""},"","",{"$f":"IF(BN30=\"\",\"\",IF(#REF!=\"\",0,1)*BN30)","v":""},"",""]
[null,16,null,null,null,null,null,"",null,"",null,null,null,null,null,null,{"$f":"IF(L31=\"\",\"\",'3_床面積'!$V$36)","v":""},{"$f":"IF(L31=\"\",\"\",'3_床面積'!$W$36)","v":""},null,null,"","","","","",null,{"$f":"IF(U31=\"\",\"\",IF(#REF!=$AF$2,1,)*U31)","v":""},"","","","","","","","","",{"$f":"IF(L31=\"\",\"\",'3_床面積'!$V$35)","v":""},"","",{"$f":"IF(L31=\"\",\"\",'3_床面積'!$W$35)","v":""},"","",null,null,{"$f":"IF(AND(#REF!=\"\",#REF!=\"○\"),\"○\",\"\")","v":{"$error":"#REF!"}},"","","","","","","",{"$f":"IF(AZ31=\"\",\"\",IF(#REF!=\"\",0,1)*AZ31)","v":""},"","","","",{"$f":"IF(BE31=\"\",\"\",IF(#REF!=\"\",0,1)*BE31)","v":""},"",{"$f":"IF(ISERROR(BD31),\"\",IF(BD31=\"\",\"\",BD31*'2_メイン'!$AG$19/1000))","v":""},"","",null,{"$f":"IF(ISERROR(X31),\"\",IF(X31=\"\",\"\",X31*'2_メイン'!$AG$19/1000))","v":""},"","",{"$f":"IF(BN31=\"\",\"\",IF(#REF!=\"\",0,1)*BN31)","v":""},"",""]
[null,17,null,null,null,null,null,"",null,"",null,null,null,null,null,null,{"$f":"IF(L32=\"\",\"\",'3_床面積'!$V$36)","v":""},{"$f":"IF(L32=\"\",\"\",'3_床面積'!$W$36)","v":""},null,null,"","","","","",null,{"$f":"IF(U32=\"\",\"\",IF(#REF!=$AF$2,1,)*U32)","v":""},"","","","","","","","","",{"$f":"IF(L32=\"\",\"\",'3_床面積'!$V$35)","v":""},"","",{"$f":"IF(L32=\"\",\"\",'3_床面積'!$W$35)","v":""},"","",null,null,{"$f":"IF(AND(#REF!=\"\",#REF!=\"○\"),\"○\",\"\")","v":{"$error":"#REF!"}},"","","","","","","",{"$f":"IF(AZ32=\"\",\"\",IF(#REF!=\"\",0,1)*AZ32)","v":""},"","","","",{"$f":"IF(BE32=\"\",\"\",IF(#REF!=\"\",0,1)*BE32)","v":""},"",{"$f":"IF(ISERROR(BD32),\"\",IF(BD32=\"\",\"\",BD32*'2_メイン'!$AG$19/1000))","v":""},"","",null,{"$f":"IF(ISERROR(X32),\"\",IF(X32=\"\",\"\",X32*'2_メイン'!$AG$19/1000))","v":""},"","",{"$f":"IF(BN32=\"\",\"\",IF(#REF!=\"\",0,1)*BN32)","v":""},"",""]
[null,18,null,null,null,null,null,"",null,"",null,null,null,null,null,null,{"$f":"IF(L33=\"\",\"\",'3_床面積'!$V$36)","v":""},{"$f":"IF(L33=\"\",\"\",'3_床面積'!$W$36)","v":""},null,null,"","","","","",null,{"$f":"IF(U33=\"\",\"\",IF(#REF!=$AF$2,1,)*U33)","v":""},"","","","","","","","","",{"$f":"IF(L33=\"\",\"\",'3_床面積'!$V$35)","v":""},"","",{"$f":"IF(L33=\"\",\"\",'3_床面積'!$W$35)","v":""},"","",null,null,{"$f":"IF(AND(#REF!=\"\",#REF!=\"○\"),\"○\",\"\")","v":{"$error":"#REF!"}},"","","","","","","",{"$f":"IF(AZ33=\"\",\"\",IF(#REF!=\"\",0,1)*AZ33)","v":""},"","","","",{"$f":"IF(BE33=\"\",\"\",IF(#REF!=\"\",0,1)*BE33)","v":""},"",{"$f":"IF(ISERROR(BD33),\"\",IF(BD33=\"\",\"\",BD33*'2_メイン'!$AG$19/1000))","v":""},"","",null,{"$f":"IF(ISERROR(X33),\"\",IF(X33=\"\",\"\",X33*'2_メイン'!$AG$19/1000))","v":""},"","",{"$f":"IF(BN33=\"\",\"\",IF(#REF!=\"\",0,1)*BN33)","v":""},"",""]
[null,19,null,null,null,null,null,"",null,"",null,null,null,null,null,null,{"$f":"IF(L34=\"\",\"\",'3_床面積'!$V$36)","v":""},{"$f":"IF(L34=\"\",\"\",'3_床面積'!$W$36)","v":""},null,null,"","","","","",null,{"$f":"IF(U34=\"\",\"\",IF(#REF!=$AF$2,1,)*U34)","v":""},"","","","","","","","","",{"$f":"IF(L34=\"\",\"\",'3_床面積'!$V$35)","v":""},"","",{"$f":"IF(L34=\"\",\"\",'3_床面積'!$W$35)","v":""},"","",null,null,{"$f":"IF(AND(#REF!=\"\",#REF!=\"○\"),\"○\",\"\")","v":{"$error":"#REF!"}},"","","","","","","",{"$f":"IF(AZ34=\"\",\"\",IF(#REF!=\"\",0,1)*AZ34)","v":""},"","","","",{"$f":"IF(BE34=\"\",\"\",IF(#REF!=\"\",0,1)*BE34)","v":""},"",{"$f":"IF(ISERROR(BD34),\"\",IF(BD34=\"\",\"\",BD34*'2_メイン'!$AG$19/1000))","v":""},"","",null,{"$f":"IF(ISERROR(X34),\"\",IF(X34=\"\",\"\",X34*'2_メイン'!$AG$19/1000))","v":""},"","",{"$f":"IF(BN34=\"\",\"\",IF(#REF!=\"\",0,1)*BN34)","v":""},"",""]
[null,20,null,null,null,null,null,"",null,"",null,null,null,null,null,null,{"$f":"IF(L35=\"\",\"\",'3_床面積'!$V$36)","v":""},{"$f":"IF(L35=\"\",\"\",'3_床面積'!$W$36)","v":""},null,null,"","","","","",null,{"$f":"IF(U35=\"\",\"\",IF(#REF!=$AF$2,1,)*U35)","v":""},"","","","","","","","","",{"$f":"IF(L35=\"\",\"\",'3_床面積'!$V$35)","v":""},"","",{"$f":"IF(L35=\"\",\"\",'3_床面積'!$W$35)","v":""},"","",null,null,{"$f":"IF(AND(#REF!=\"\",#REF!=\"○\"),\"○\",\"\")","v":{"$error":"#REF!"}},"","","","","","","",{"$f":"IF(AZ35=\"\",\"\",IF(#REF!=\"\",0,1)*AZ35)","v":""},"","","","",{"$f":"IF(BE35=\"\",\"\",IF(#REF!=\"\",0,1)*BE35)","v":""},"",{"$f":"IF(ISERROR(BD35),\"\",IF(BD35=\"\",\"\",BD35*'2_メイン'!$AG$19/1000))","v":""},"","",null,{"$f":"IF(ISERROR(X35),\"\",IF(X35=\"\",\"\",X35*'2_メイン'!$AG$19/1000))","v":""},"","",{"$f":"IF(BN35=\"\",\"\",IF(#REF!=\"\",0,1)*BN35)","v":""},"",""]
[null,21,null,null,null,null,null,"",null,"",null,null,null,null,null,null,{"$f":"IF(L36=\"\",\"\",'3_床面積'!$V$36)","v":""},{"$f":"IF(L36=\"\",\"\",'3_床面積'!$W$36)","v":""},null,null,"","","","","",null,{"$f":"IF(U36=\"\",\"\",IF(#REF!=$AF$2,1,)*U36)","v":""},"","","","","","","","","",{"$f":"IF(L36=\"\",\"\",'3_床面積'!$V$35)","v":""},"","",{"$f":"IF(L36=\"\",\"\",'3_床面積'!$W$35)","v":""},"","",null,null,{"$f":"IF(AND(#REF!=\"\",#REF!=\"○\"),\"○\",\"\")","v":{"$error":"#REF!"}},"","","","","","","",{"$f":"IF(AZ36=\"\",\"\",IF(#REF!=\"\",0,1)*AZ36)","v":""},"","","","",{"$f":"IF(BE36=\"\",\"\",IF(#REF!=\"\",0,1)*BE36)","v":""},"",{"$f":"IF(ISERROR(BD36),\"\",IF(BD36=\"\",\"\",BD36*'2_メイン'!$AG$19/1000))","v":""},"","",null,{"$f":"IF(ISERROR(X36),\"\",IF(X36=\"\",\"\",X36*'2_メイン'!$AG$19/1000))","v":""},"","",{"$f":"IF(BN36=\"\",\"\",IF(#REF!=\"\",0,1)*BN36)","v":""},"",""]
[null,22,null,null,null,null,null,"",null,"",null,null,null,null,null,null,{"$f":"IF(L37=\"\",\"\",'3_床面積'!$V$36)","v":""},{"$f":"IF(L37=\"\",\"\",'3_床面積'!$W$36)","v":""},null,null,"","","","","",null,{"$f":"IF(U37=\"\",\"\",IF(#REF!=$AF$2,1,)*U37)","v":""},"","","","","","","","","",{"$f":"IF(L37=\"\",\"\",'3_床面積'!$V$35)","v":""},"","",{"$f":"IF(L37=\"\",\"\",'3_床面積'!$W$35)","v":""},"","",null,null,{"$f":"IF(AND(#REF!=\"\",#REF!=\"○\"),\"○\",\"\")","v":{"$error":"#REF!"}},"","","","","","","",{"$f":"IF(AZ37=\"\",\"\",IF(#REF!=\"\",0,1)*AZ37)","v":""},"","","","",{"$f":"IF(BE37=\"\",\"\",IF(#REF!=\"\",0,1)*BE37)","v":""},"",{"$f":"IF(ISERROR(BD37),\"\",IF(BD37=\"\",\"\",BD37*'2_メイン'!$AG$19/1000))","v":""},"","",null,{"$f":"IF(ISERROR(X37),\"\",IF(X37=\"\",\"\",X37*'2_メイン'!$AG$19/1000))","v":""},"","",{"$f":"IF(BN37=\"\",\"\",IF(#REF!=\"\",0,1)*BN37)","v":""},"",""]
[null,23,null,null,null,null,null,"",null,"",null,null,null,null,null,null,{"$f":"IF(L38=\"\",\"\",'3_床面積'!$V$36)","v":""},{"$f":"IF(L38=\"\",\"\",'3_床面積'!$W$36)","v":""},null,null,"","","","","",null,{"$f":"IF(U38=\"\",\"\",IF(#REF!=$AF$2,1,)*U38)","v":""},"","","","","","","","","",{"$f":"IF(L38=\"\",\"\",'3_床面積'!$V$35)","v":""},"","",{"$f":"IF(L38=\"\",\"\",'3_床面積'!$W$35)","v":""},"","",null,null,{"$f":"IF(AND(#REF!=\"\",#REF!=\"○\"),\"○\",\"\")","v":{"$error":"#REF!"}},"","","","","","","",{"$f":"IF(AZ38=\"\",\"\",IF(#REF!=\"\",0,1)*AZ38)","v":""},"","","","",{"$f":"IF(BE38=\"\",\"\",IF(#REF!=\"\",0,1)*BE38)","v":""},"",{"$f":"IF(ISERROR(BD38),\"\",IF(BD38=\"\",\"\",BD38*'2_メイン'!$AG$19/1000))","v":""},"","",null,{"$f":"IF(ISERROR(X38),\"\",IF(X38=\"\",\"\",X38*'2_メイン'!$AG$19/1000))","v":""},"","",{"$f":"IF(BN38=\"\",\"\",IF(#REF!=\"\",0,1)*BN38)","v":""},"",""]
[null,24,null,null,null,null,null,"",null,"",null,null,null,null,null,null,{"$f":"IF(L39=\"\",\"\",'3_床面積'!$V$36)","v":""},{"$f":"IF(L39=\"\",\"\",'3_床面積'!$W$36)","v":""},null,null,"","","","","",null,{"$f":"IF(U39=\"\",\"\",IF(#REF!=$AF$2,1,)*U39)","v":""},"","","","","","","","","",{"$f":"IF(L39=\"\",\"\",'3_床面積'!$V$35)","v":""},"","",{"$f":"IF(L39=\"\",\"\",'3_床面積'!$W$35)","v":""},"","",null,null,{"$f":"IF(AND(#REF!=\"\",#REF!=\"○\"),\"○\",\"\")","v":{"$error":"#REF!"}},"","","","","","","",{"$f":"IF(AZ39=\"\",\"\",IF(#REF!=\"\",0,1)*AZ39)","v":""},"","","","",{"$f":"IF(BE39=\"\",\"\",IF(#REF!=\"\",0,1)*BE39)","v":""},"",{"$f":"IF(ISERROR(BD39),\"\",IF(BD39=\"\",\"\",BD39*'2_メイン'!$AG$19/1000))","v":""},"","",null,{"$f":"IF(ISERROR(X39),\"\",IF(X39=\"\",\"\",X39*'2_メイン'!$AG$19/1000))","v":""},"","",{"$f":"IF(BN39=\"\",\"\",IF(#REF!=\"\",0,1)*BN39)","v":""},"",""]
[null,25,null,null,null,null,null,"",null,"",null,null,null,null,null,null,{"$f":"IF(L40=\"\",\"\",'3_床面積'!$V$36)","v":""},{"$f":"IF(L40=\"\",\"\",'3_床面積'!$W$36)","v":""},null,null,"","","","","",null,{"$f":"IF(U40=\"\",\"\",IF(#REF!=$AF$2,1,)*U40)","v":""},"","","","","","","","","",{"$f":"IF(L40=\"\",\"\",'3_床面積'!$V$35)","v":""},"","",{"$f":"IF(L40=\"\",\"\",'3_床面積'!$W$35)","v":""},"","",null,null,{"$f":"IF(AND(#REF!=\"\",#REF!=\"○\"),\"○\",\"\")","v":{"$error":"#REF!"}},"","","","","","","",{"$f":"IF(AZ40=\"\",\"\",IF(#REF!=\"\",0,1)*AZ40)","v":""},"","","","",{"$f":"IF(BE40=\"\",\"\",IF(#REF!=\"\",0,1)*BE40)","v":""},"",{"$f":"IF(ISERROR(BD40),\"\",IF(BD40=\"\",\"\",BD40*'2_メイン'!$AG$19/1000))","v":""},"","",null,{"$f":"IF(ISERROR(X40),\"\",IF(X40=\"\",\"\",X40*'2_メイン'!$AG$19/1000))","v":""},"","",{"$f":"IF(BN40=\"\",\"\",IF(#REF!=\"\",0,1)*BN40)","v":""},"",""]
[null,26,null,null,null,null,null,"",null,"",null,null,null,null,null,null,{"$f":"IF(L41=\"\",\"\",'3_床面積'!$V$36)","v":""},{"$f":"IF(L41=\"\",\"\",'3_床面積'!$W$36)","v":""},null,null,"","","","","",null,{"$f":"IF(U41=\"\",\"\",IF(#REF!=$AF$2,1,)*U41)","v":""},"","","","","","","","","",{"$f":"IF(L41=\"\",\"\",'3_床面積'!$V$35)","v":""},"","",{"$f":"IF(L41=\"\",\"\",'3_床面積'!$W$35)","v":""},"","",null,null,{"$f":"IF(AND(#REF!=\"\",#REF!=\"○\"),\"○\",\"\")","v":{"$error":"#REF!"}},"","","","","","","",{"$f":"IF(AZ41=\"\",\"\",IF(#REF!=\"\",0,1)*AZ41)","v":""},"","","","",{"$f":"IF(BE41=\"\",\"\",IF(#REF!=\"\",0,1)*BE41)","v":""},"",{"$f":"IF(ISERROR(BD41),\"\",IF(BD41=\"\",\"\",BD41*'2_メイン'!$AG$19/1000))","v":""},"","",null,{"$f":"IF(ISERROR(X41),\"\",IF(X41=\"\",\"\",X41*'2_メイン'!$AG$19/1000))","v":""},"","",{"$f":"IF(BN41=\"\",\"\",IF(#REF!=\"\",0,1)*BN41)","v":""},"",""]
[null,27,null,null,null,null,null,"",null,"",null,null,null,null,null,null,{"$f":"IF(L42=\"\",\"\",'3_床面積'!$V$36)","v":""},{"$f":"IF(L42=\"\",\"\",'3_床面積'!$W$36)","v":""},null,null,"","","","","",null,{"$f":"IF(U42=\"\",\"\",IF(#REF!=$AF$2,1,)*U42)","v":""},"","","","","","","","","",{"$f":"IF(L42=\"\",\"\",'3_床面積'!$V$35)","v":""},"","",{"$f":"IF(L42=\"\",\"\",'3_床面積'!$W$35)","v":""},"","",null,null,{"$f":"IF(AND(#REF!=\"\",#REF!=\"○\"),\"○\",\"\")","v":{"$error":"#REF!"}},"","","","","","","",{"$f":"IF(AZ42=\"\",\"\",IF(#REF!=\"\",0,1)*AZ42)","v":""},"","","","",{"$f":"IF(BE42=\"\",\"\",IF(#REF!=\"\",0,1)*BE42)","v":""},"",{"$f":"IF(ISERROR(BD42),\"\",IF(BD42=\"\",\"\",BD42*'2_メイン'!$AG$19/1000))","v":""},"","",null,{"$f":"IF(ISERROR(X42),\"\",IF(X42=\"\",\"\",X42*'2_メイン'!$AG$19/1000))","v":""},"","",{"$f":"IF(BN42=\"\",\"\",IF(#REF!=\"\",0,1)*BN42)","v":""},"",""]
[null,28,null,null,null,null,null,"",null,"",null,null,null,null,null,null,{"$f":"IF(L43=\"\",\"\",'3_床面積'!$V$36)","v":""},{"$f":"IF(L43=\"\",\"\",'3_床面積'!$W$36)","v":""},null,null,"","","","","",null,{"$f":"IF(U43=\"\",\"\",IF(#REF!=$AF$2,1,)*U43)","v":""},"","","","","","","","","",{"$f":"IF(L43=\"\",\"\",'3_床面積'!$V$35)","v":""},"","",{"$f":"IF(L43=\"\",\"\",'3_床面積'!$W$35)","v":""},"","",null,null,{"$f":"IF(AND(#REF!=\"\",#REF!=\"○\"),\"○\",\"\")","v":{"$error":"#REF!"}},"","","","","","","",{"$f":"IF(AZ43=\"\",\"\",IF(#REF!=\"\",0,1)*AZ43)","v":""},"","","","",{"$f":"IF(BE43=\"\",\"\",IF(#REF!=\"\",0,1)*BE43)","v":""},"",{"$f":"IF(ISERROR(BD43),\"\",IF(BD43=\"\",\"\",BD43*'2_メイン'!$AG$19/1000))","v":""},"","",null,{"$f":"IF(ISERROR(X43),\"\",IF(X43=\"\",\"\",X43*'2_メイン'!$AG$19/1000))","v":""},"","",{"$f":"IF(BN43=\"\",\"\",IF(#REF!=\"\",0,1)*BN43)","v":""},"",""]
[null,29,null,null,null,null,null,"",null,"",null,null,null,null,null,null,{"$f":"IF(L44=\"\",\"\",'3_床面積'!$V$36)","v":""},{"$f":"IF(L44=\"\",\"\",'3_床面積'!$W$36)","v":""},null,null,"","","","","",null,{"$f":"IF(U44=\"\",\"\",IF(#REF!=$AF$2,1,)*U44)","v":""},"","","","","","","","","",{"$f":"IF(L44=\"\",\"\",'3_床面積'!$V$35)","v":""},"","",{"$f":"IF(L44=\"\",\"\",'3_床面積'!$W$35)","v":""},"","",null,null,{"$f":"IF(AND(#REF!=\"\",#REF!=\"○\"),\"○\",\"\")","v":{"$error":"#REF!"}},"","","","","","","",{"$f":"IF(AZ44=\"\",\"\",IF(#REF!=\"\",0,1)*AZ44)","v":""},"","","","",{"$f":"IF(BE44=\"\",\"\",IF(#REF!=\"\",0,1)*BE44)","v":""},"",{"$f":"IF(ISERROR(BD44),\"\",IF(BD44=\"\",\"\",BD44*'2_メイン'!$AG$19/1000))","v":""},"","",null,{"$f":"IF(ISERROR(X44),\"\",IF(X44=\"\",\"\",X44*'2_メイン'!$AG$19/1000))","v":""},"","",{"$f":"IF(BN44=\"\",\"\",IF(#REF!=\"\",0,1)*BN44)","v":""},"",""]
[null,30,null,null,null,null,null,"",null,"",null,null,null,null,null,null,{"$f":"IF(L45=\"\",\"\",'3_床面積'!$V$36)","v":""},{"$f":"IF(L45=\"\",\"\",'3_床面積'!$W$36)","v":""},null,null,"","","","","",null,{"$f":"IF(U45=\"\",\"\",IF(#REF!=$AF$2,1,)*U45)","v":""},"","","","","","","","","",{"$f":"IF(L45=\"\",\"\",'3_床面積'!$V$35)","v":""},"","",{"$f":"IF(L45=\"\",\"\",'3_床面積'!$W$35)","v":""},"","",null,null,{"$f":"IF(AND(#REF!=\"\",#REF!=\"○\"),\"○\",\"\")","v":{"$error":"#REF!"}},"","","","","","","",{"$f":"IF(AZ45=\"\",\"\",IF(#REF!=\"\",0,1)*AZ45)","v":""},"","","","",{"$f":"IF(BE45=\"\",\"\",IF(#REF!=\"\",0,1)*BE45)","v":""},"",{"$f":"IF(ISERROR(BD45),\"\",IF(BD45=\"\",\"\",BD45*'2_メイン'!$AG$19/1000))","v":""},"","",null,{"$f":"IF(ISERROR(X45),\"\",IF(X45=\"\",\"\",X45*'2_メイン'!$AG$19/1000))","v":""},"","",{"$f":"IF(BN45=\"\",\"\",IF(#REF!=\"\",0,1)*BN45)","v":""},"",""]
[null,31,null,null,null,null,null,"",null,"",null,null,null,null,null,null,{"$f":"IF(L46=\"\",\"\",'3_床面積'!$V$36)","v":""},{"$f":"IF(L46=\"\",\"\",'3_床面積'!$W$36)","v":""},null,null,"","","","","",null,{"$f":"IF(U46=\"\",\"\",IF(#REF!=$AF$2,1,)*U46)","v":""},"","","","","","","","","",{"$f":"IF(L46=\"\",\"\",'3_床面積'!$V$35)","v":""},"","",{"$f":"IF(L46=\"\",\"\",'3_床面積'!$W$35)","v":""},"","",null,null,{"$f":"IF(AND(#REF!=\"\",#REF!=\"○\"),\"○\",\"\")","v":{"$error":"#REF!"}},"","","","","","","",{"$f":"IF(AZ46=\"\",\"\",IF(#REF!=\"\",0,1)*AZ46)","v":""},"","","","",{"$f":"IF(BE46=\"\",\"\",IF(#REF!=\"\",0,1)*BE46)","v":""},"",{"$f":"IF(ISERROR(BD46),\"\",IF(BD46=\"\",\"\",BD46*'2_メイン'!$AG$19/1000))","v":""},"","",null,{"$f":"IF(ISERROR(X46),\"\",IF(X46=\"\",\"\",X46*'2_メイン'!$AG$19/1000))","v":""},"","",{"$f":"IF(BN46=\"\",\"\",IF(#REF!=\"\",0,1)*BN46)","v":""},"",""]
[null,32,null,null,null,null,null,"",null,"",null,null,null,null,null,null,{"$f":"IF(L47=\"\",\"\",'3_床面積'!$V$36)","v":""},{"$f":"IF(L47=\"\",\"\",'3_床面積'!$W$36)","v":""},null,null,"","","","","",null,{"$f":"IF(U47=\"\",\"\",IF(#REF!=$AF$2,1,)*U47)","v":""},"","","","","","","","","",{"$f":"IF(L47=\"\",\"\",'3_床面積'!$V$35)","v":""},"","",{"$f":"IF(L47=\"\",\"\",'3_床面積'!$W$35)","v":""},"","",null,null,{"$f":"IF(AND(#REF!=\"\",#REF!=\"○\"),\"○\",\"\")","v":{"$error":"#REF!"}},"","","","","","","",{"$f":"IF(AZ47=\"\",\"\",IF(#REF!=\"\",0,1)*AZ47)","v":""},"","","","",{"$f":"IF(BE47=\"\",\"\",IF(#REF!=\"\",0,1)*BE47)","v":""},"",{"$f":"IF(ISERROR(BD47),\"\",IF(BD47=\"\",\"\",BD47*'2_メイン'!$AG$19/1000))","v":""},"","",null,{"$f":"IF(ISERROR(X47),\"\",IF(X47=\"\",\"\",X47*'2_メイン'!$AG$19/1000))","v":""},"","",{"$f":"IF(BN47=\"\",\"\",IF(#REF!=\"\",0,1)*BN47)","v":""},"",""]
[null,33,null,null,null,null,null,"",null,"",null,null,null,null,null,null,{"$f":"IF(L48=\"\",\"\",'3_床面積'!$V$36)","v":""},{"$f":"IF(L48=\"\",\"\",'3_床面積'!$W$36)","v":""},null,null,{"$f":"IF(M48=\"\",\"\",IF(M48=$AO$4,X48/3.6/($AS$4*$AO$6/3.6),IF(M48=$AP$4,X48/$AS$4/$AP$6,IF(M48=$AQ$4,X48/$AS$4/$AQ$6))))","v":""},"","",{"$f":"IF(L48=\"\",\"\",0.33*F48*L48*(1-AJ48)*($AJ$10*AM48+$AK$10*AP48)*3.6/1000)","v":""},{"$f":"IF(L48=\"\",\"\",0.33*F48*L48*AJ48*($AJ$10*AM48+$AK$10*AP48)*3.6/1000)","v":""},null,{"$f":"IF(U48=\"\",\"\",IF(#REF!=$AF$2,1,)*U48)","v":""},"","","","","","","",{"$f":"IF(L48=\"\",\"\",SUMIF(N48:P48,\"○\",$AU$5:$AW$5))","v":""},{"$f":"IF(L48=\"\",\"\",AI48*INDEX($CB$3:$CH$7,MATCH(AH48,$CA$3:$CA$7,0),MATCH(AG48,$CB$2:$CH$2,0))/$AI$9)","v":""},{"$f":"IF(L48=\"\",\"\",'3_床面積'!$V$35)","v":""},"","",{"$f":"IF(L48=\"\",\"\",'3_床面積'!$W$35)","v":""},"","",null,null,{"$f":"IF(AND(#REF!=\"\",#REF!=\"○\"),\"○\",\"\")","v":{"$error":"#REF!"}},{"$f":"IF(L48=\"\",\"\",($AU$5-$AV$5)*INDEX($CB$3:$CH$7,MATCH(AH48,$CA$3:$CA$7,0),MATCH(AG48,$CB$2:$CH$2,0))/$AI$9)","v":""},"","","","",{"$f":"IF(L48=\"\",\"\",0.33*F48*L48*IF(L48=\"\",\"\",(1-$AV$5)*INDEX($CB$3:$CH$7,MATCH(AH48,$CA$3:$CA$7,0),MATCH(AG48,$CB$2:$CH$2,0))/$AI$9)*($AJ$10*AM48+$AK$10*AP48)*3.6/1000)","v":""},"",{"$f":"IF(AZ48=\"\",\"\",IF(#REF!=\"\",0,1)*AZ48)","v":""},"","",{"$f":"IF(L48=\"\",\"\",0.33*F48*L48*IF(L48=\"\",\"\",(1-$AU$5)*INDEX($CB$3:$CH$7,MATCH(AH48,$CA$3:$CA$7,0),MATCH(AG48,$CB$2:$CH$2,0))/$AI$9)*($AJ$10*AM48+$AK$10*AP48)*3.6/1000)","v":""},"",{"$f":"IF(BE48=\"\",\"\",IF(#REF!=\"\",0,1)*BE48)","v":""},"",{"$f":"IF(ISERROR(BD48),\"\",IF(BD48=\"\",\"\",BD48*'2_メイン'!$AG$19/1000))","v":""},"",{"$f":"IF(BN48=\"\",\"\",BN48*HLOOKUP(M48,$AO$4:$AQ$6,3,FALSE))","v":""},null,{"$f":"IF(ISERROR(X48),\"\",IF(X48=\"\",\"\",X48*'2_メイン'!$AG$19/1000))","v":""},"",{"$f":"IF(M48=\"\",\"\",IF(M48=$AO$4,BM48/3.6/($AS$4*$AO$6/3.6),IF(M48=$AP$4,BM48/$AS$4/$AP$6,IF(M48=$AQ$4,BM48/$AS$4/$AQ$6))))","v":""},{"$f":"IF(BN48=\"\",\"\",IF(#REF!=\"\",0,1)*BN48)","v":""},"",{"$f":"IF(BN48=\"\",\"\",BN48*HLOOKUP(M48,$AO$4:$AQ$6,2,FALSE)/1000)","v":""}]
[null,34,null,null,null,null,null,"",null,"",null,null,null,null,null,null,{"$f":"IF(L49=\"\",\"\",'3_床面積'!$V$36)","v":""},{"$f":"IF(L49=\"\",\"\",'3_床面積'!$W$36)","v":""},null,null,"","","","","",null,{"$f":"IF(U49=\"\",\"\",IF(#REF!=$AF$2,1,)*U49)","v":""},"","","","","","","","","",{"$f":"IF(L49=\"\",\"\",'3_床面積'!$V$35)","v":""},"","",{"$f":"IF(L49=\"\",\"\",'3_床面積'!$W$35)","v":""},"","",null,null,{"$f":"IF(AND(#REF!=\"\",#REF!=\"○\"),\"○\",\"\")","v":{"$error":"#REF!"}},"","","","","","","",{"$f":"IF(AZ49=\"\",\"\",IF(#REF!=\"\",0,1)*AZ49)","v":""},"","","","",{"$f":"IF(BE49=\"\",\"\",IF(#REF!=\"\",0,1)*BE49)","v":""},"",{"$f":"IF(ISERROR(BD49),\"\",IF(BD49=\"\",\"\",BD49*'2_メイン'!$AG$19/1000))","v":""},"","",null,{"$f":"IF(ISERROR(X49),\"\",IF(X49=\"\",\"\",X49*'2_メイン'!$AG$19/1000))","v":""},"","",{"$f":"IF(BN49=\"\",\"\",IF(#REF!=\"\",0,1)*BN49)","v":""},"",""]
[null,35,null,null,null,null,null,"",null,"",null,null,null,null,null,null,{"$f":"IF(L50=\"\",\"\",'3_床面積'!$V$36)","v":""},{"$f":"IF(L50=\"\",\"\",'3_床面積'!$W$36)","v":""},null,null,"","","","","",null,{"$f":"IF(U50=\"\",\"\",IF(#REF!=$AF$2,1,)*U50)","v":""},"","","","","","","","","",{"$f":"IF(L50=\"\",\"\",'3_床面積'!$V$35)","v":""},"","",{"$f":"IF(L50=\"\",\"\",'3_床面積'!$W$35)","v":""},"","",null,null,{"$f":"IF(AND(#REF!=\"\",#REF!=\"○\"),\"○\",\"\")","v":{"$error":"#REF!"}},"","","","","","","",{"$f":"IF(AZ50=\"\",\"\",IF(#REF!=\"\",0,1)*AZ50)","v":""},"","","","",{"$f":"IF(BE50=\"\",\"\",IF(#REF!=\"\",0,1)*BE50)","v":""},"",{"$f":"IF(ISERROR(BD50),\"\",IF(BD50=\"\",\"\",BD50*'2_メイン'!$AG$19/1000))","v":""},"","",null,{"$f":"IF(ISERROR(X50),\"\",IF(X50=\"\",\"\",X50*'2_メイン'!$AG$19/1000))","v":""},"","",{"$f":"IF(BN50=\"\",\"\",IF(#REF!=\"\",0,1)*BN50)","v":""},"",""]
[null,36,null,null,null,null,null,"",null,"",null,null,null,null,null,null,{"$f":"IF(L51=\"\",\"\",'3_床面積'!$V$36)","v":""},{"$f":"IF(L51=\"\",\"\",'3_床面積'!$W$36)","v":""},null,null,"","","","","",null,{"$f":"IF(U51=\"\",\"\",IF(#REF!=$AF$2,1,)*U51)","v":""},"","","","","","","","","",{"$f":"IF(L51=\"\",\"\",'3_床面積'!$V$35)","v":""},"","",{"$f":"IF(L51=\"\",\"\",'3_床面積'!$W$35)","v":""},"","",null,null,{"$f":"IF(AND(#REF!=\"\",#REF!=\"○\"),\"○\",\"\")","v":{"$error":"#REF!"}},"","","","","","","",{"$f":"IF(AZ51=\"\",\"\",IF(#REF!=\"\",0,1)*AZ51)","v":""},"","","","",{"$f":"IF(BE51=\"\",\"\",IF(#REF!=\"\",0,1)*BE51)","v":""},"",{"$f":"IF(ISERROR(BD51),\"\",IF(BD51=\"\",\"\",BD51*'2_メイン'!$AG$19/1000))","v":""},"","",null,{"$f":"IF(ISERROR(X51),\"\",IF(X51=\"\",\"\",X51*'2_メイン'!$AG$19/1000))","v":""},"","",{"$f":"IF(BN51=\"\",\"\",IF(#REF!=\"\",0,1)*BN51)","v":""},"",""]
[null,37,null,null,null,null,null,"",null,"",null,null,null,null,null,null,{"$f":"IF(L52=\"\",\"\",'3_床面積'!$V$36)","v":""},{"$f":"IF(L52=\"\",\"\",'3_床面積'!$W$36)","v":""},null,null,"","","","","",null,{"$f":"IF(U52=\"\",\"\",IF(#REF!=$AF$2,1,)*U52)","v":""},"","","","","","","","","",{"$f":"IF(L52=\"\",\"\",'3_床面積'!$V$35)","v":""},"","",{"$f":"IF(L52=\"\",\"\",'3_床面積'!$W$35)","v":""},"","",null,null,{"$f":"IF(AND(#REF!=\"\",#REF!=\"○\"),\"○\",\"\")","v":{"$error":"#REF!"}},"","","","","","","",{"$f":"IF(AZ52=\"\",\"\",IF(#REF!=\"\",0,1)*AZ52)","v":""},"","","","",{"$f":"IF(BE52=\"\",\"\",IF(#REF!=\"\",0,1)*BE52)","v":""},"",{"$f":"IF(ISERROR(BD52),\"\",IF(BD52=\"\",\"\",BD52*'2_メイン'!$AG$19/1000))","v":""},"","",null,{"$f":"IF(ISERROR(X52),\"\",IF(X52=\"\",\"\",X52*'2_メイン'!$AG$19/1000))","v":""},"","",{"$f":"IF(BN52=\"\",\"\",IF(#REF!=\"\",0,1)*BN52)","v":""},"",""]
[null,38,null,null,null,null,null,"",null,"",null,null,null,null,null,null,{"$f":"IF(L53=\"\",\"\",'3_床面積'!$V$36)","v":""},{"$f":"IF(L53=\"\",\"\",'3_床面積'!$W$36)","v":""},null,null,"","","","","",null,{"$f":"IF(U53=\"\",\"\",IF(#REF!=$AF$2,1,)*U53)","v":""},"","","","","","","","","",{"$f":"IF(L53=\"\",\"\",'3_床面積'!$V$35)","v":""},"","",{"$f":"IF(L53=\"\",\"\",'3_床面積'!$W$35)","v":""},"","",null,null,{"$f":"IF(AND(#REF!=\"\",#REF!=\"○\"),\"○\",\"\")","v":{"$error":"#REF!"}},"","","","","","","",{"$f":"IF(AZ53=\"\",\"\",IF(#REF!=\"\",0,1)*AZ53)","v":""},"","","","",{"$f":"IF(BE53=\"\",\"\",IF(#REF!=\"\",0,1)*BE53)","v":""},"",{"$f":"IF(ISERROR(BD53),\"\",IF(BD53=\"\",\"\",BD53*'2_メイン'!$AG$19/1000))","v":""},"","",null,{"$f":"IF(ISERROR(X53),\"\",IF(X53=\"\",\"\",X53*'2_メイン'!$AG$19/1000))","v":""},"","",{"$f":"IF(BN53=\"\",\"\",IF(#REF!=\"\",0,1)*BN53)","v":""},"",""]
[null,39,null,null,null,null,null,"",null,"",null,null,null,null,null,null,{"$f":"IF(L54=\"\",\"\",'3_床面積'!$V$36)","v":""},{"$f":"IF(L54=\"\",\"\",'3_床面積'!$W$36)","v":""},null,null,"","","","","",null,{"$f":"IF(U54=\"\",\"\",IF(#REF!=$AF$2,1,)*U54)","v":""},"","","","","","","","","",{"$f":"IF(L54=\"\",\"\",'3_床面積'!$V$35)","v":""},"","",{"$f":"IF(L54=\"\",\"\",'3_床面積'!$W$35)","v":""},"","",null,null,{"$f":"IF(AND(#REF!=\"\",#REF!=\"○\"),\"○\",\"\")","v":{"$error":"#REF!"}},"","","","","","","",{"$f":"IF(AZ54=\"\",\"\",IF(#REF!=\"\",0,1)*AZ54)","v":""},"","","","",{"$f":"IF(BE54=\"\",\"\",IF(#REF!=\"\",0,1)*BE54)","v":""},"",{"$f":"IF(ISERROR(BD54),\"\",IF(BD54=\"\",\"\",BD54*'2_メイン'!$AG$19/1000))","v":""},"","",null,{"$f":"IF(ISERROR(X54),\"\",IF(X54=\"\",\"\",X54*'2_メイン'!$AG$19/1000))","v":""},"","",{"$f":"IF(BN54=\"\",\"\",IF(#REF!=\"\",0,1)*BN54)","v":""},"",""]
[null,40,null,null,null,null,null,"",null,"",null,null,null,null,null,null,{"$f":"IF(L55=\"\",\"\",'3_床面積'!$V$36)","v":""},{"$f":"IF(L55=\"\",\"\",'3_床面積'!$W$36)","v":""},null,null,"","","","","",null,{"$f":"IF(U55=\"\",\"\",IF(#REF!=$AF$2,1,)*U55)","v":""},"","","","","","","","","",{"$f":"IF(L55=\"\",\"\",'3_床面積'!$V$35)","v":""},"","",{"$f":"IF(L55=\"\",\"\",'3_床面積'!$W$35)","v":""},"","",null,null,{"$f":"IF(AND(#REF!=\"\",#REF!=\"○\"),\"○\",\"\")","v":{"$error":"#REF!"}},"","","","","","","",{"$f":"IF(AZ55=\"\",\"\",IF(#REF!=\"\",0,1)*AZ55)","v":""},"","","","",{"$f":"IF(BE55=\"\",\"\",IF(#REF!=\"\",0,1)*BE55)","v":""},"",{"$f":"IF(ISERROR(BD55),\"\",IF(BD55=\"\",\"\",BD55*'2_メイン'!$AG$19/1000))","v":""},"","",null,{"$f":"IF(ISERROR(X55),\"\",IF(X55=\"\",\"\",X55*'2_メイン'!$AG$19/1000))","v":""},"","",{"$f":"IF(BN55=\"\",\"\",IF(#REF!=\"\",0,1)*BN55)","v":""},"",""]
[null,41,null,null,null,null,null,"",null,"",null,null,null,null,null,null,{"$f":"IF(L56=\"\",\"\",'3_床面積'!$V$36)","v":""},{"$f":"IF(L56=\"\",\"\",'3_床面積'!$W$36)","v":""},null,null,"","","","","",null,{"$f":"IF(U56=\"\",\"\",IF(#REF!=$AF$2,1,)*U56)","v":""},"","","","","","","","","",{"$f":"IF(L56=\"\",\"\",'3_床面積'!$V$35)","v":""},"","",{"$f":"IF(L56=\"\",\"\",'3_床面積'!$W$35)","v":""},"","",null,null,{"$f":"IF(AND(#REF!=\"\",#REF!=\"○\"),\"○\",\"\")","v":{"$error":"#REF!"}},"","","","","","","",{"$f":"IF(AZ56=\"\",\"\",IF(#REF!=\"\",0,1)*AZ56)","v":""},"","","","",{"$f":"IF(BE56=\"\",\"\",IF(#REF!=\"\",0,1)*BE56)","v":""},"",{"$f":"IF(ISERROR(BD56),\"\",IF(BD56=\"\",\"\",BD56*'2_メイン'!$AG$19/1000))","v":""},"","",null,{"$f":"IF(ISERROR(X56),\"\",IF(X56=\"\",\"\",X56*'2_メイン'!$AG$19/1000))","v":""},"","",{"$f":"IF(BN56=\"\",\"\",IF(#REF!=\"\",0,1)*BN56)","v":""},"",""]
[null,42,null,null,null,null,null,"",null,"",null,null,null,null,null,null,{"$f":"IF(L57=\"\",\"\",'3_床面積'!$V$36)","v":""},{"$f":"IF(L57=\"\",\"\",'3_床面積'!$W$36)","v":""},null,null,"","","","","",null,{"$f":"IF(U57=\"\",\"\",IF(#REF!=$AF$2,1,)*U57)","v":""},"","","","","","","","","",{"$f":"IF(L57=\"\",\"\",'3_床面積'!$V$35)","v":""},"","",{"$f":"IF(L57=\"\",\"\",'3_床面積'!$W$35)","v":""},"","",null,null,{"$f":"IF(AND(#REF!=\"\",#REF!=\"○\"),\"○\",\"\")","v":{"$error":"#REF!"}},"","","","","","","",{"$f":"IF(AZ57=\"\",\"\",IF(#REF!=\"\",0,1)*AZ57)","v":""},"","","","",{"$f":"IF(BE57=\"\",\"\",IF(#REF!=\"\",0,1)*BE57)","v":""},"",{"$f":"IF(ISERROR(BD57),\"\",IF(BD57=\"\",\"\",BD57*'2_メイン'!$AG$19/1000))","v":""},"","",null,{"$f":"IF(ISERROR(X57),\"\",IF(X57=\"\",\"\",X57*'2_メイン'!$AG$19/1000))","v":""},"","",{"$f":"IF(BN57=\"\",\"\",IF(#REF!=\"\",0,1)*BN57)","v":""},"",""]
[null,43,null,null,null,null,null,"",null,"",null,null,null,null,null,null,{"$f":"IF(L58=\"\",\"\",'3_床面積'!$V$36)","v":""},{"$f":"IF(L58=\"\",\"\",'3_床面積'!$W$36)","v":""},null,null,"","","","","",null,{"$f":"IF(U58=\"\",\"\",IF(#REF!=$AF$2,1,)*U58)","v":""},"","","","","","","","","",{"$f":"IF(L58=\"\",\"\",'3_床面積'!$V$35)","v":""},"","",{"$f":"IF(L58=\"\",\"\",'3_床面積'!$W$35)","v":""},"","",null,null,{"$f":"IF(AND(#REF!=\"\",#REF!=\"○\"),\"○\",\"\")","v":{"$error":"#REF!"}},"","","","","","","",{"$f":"IF(AZ58=\"\",\"\",IF(#REF!=\"\",0,1)*AZ58)","v":""},"","","","",{"$f":"IF(BE58=\"\",\"\",IF(#REF!=\"\",0,1)*BE58)","v":""},"",{"$f":"IF(ISERROR(BD58),\"\",IF(BD58=\"\",\"\",BD58*'2_メイン'!$AG$19/1000))","v":""},"","",null,{"$f":"IF(ISERROR(X58),\"\",IF(X58=\"\",\"\",X58*'2_メイン'!$AG$19/1000))","v":""},"","",{"$f":"IF(BN58=\"\",\"\",IF(#REF!=\"\",0,1)*BN58)","v":""},"",""]
[null,44,null,null,null,null,null,"",null,"",null,null,null,null,null,null,{"$f":"IF(L59=\"\",\"\",'3_床面積'!$V$36)","v":""},{"$f":"IF(L59=\"\",\"\",'3_床面積'!$W$36)","v":""},null,null,"","","","","",null,{"$f":"IF(U59=\"\",\"\",IF(#REF!=$AF$2,1,)*U59)","v":""},"","","","","","","","","",{"$f":"IF(L59=\"\",\"\",'3_床面積'!$V$35)","v":""},"","",{"$f":"IF(L59=\"\",\"\",'3_床面積'!$W$35)","v":""},"","",null,null,{"$f":"IF(AND(#REF!=\"\",#REF!=\"○\"),\"○\",\"\")","v":{"$error":"#REF!"}},"","","","","","","",{"$f":"IF(AZ59=\"\",\"\",IF(#REF!=\"\",0,1)*AZ59)","v":""},"","","","",{"$f":"IF(BE59=\"\",\"\",IF(#REF!=\"\",0,1)*BE59)","v":""},"",{"$f":"IF(ISERROR(BD59),\"\",IF(BD59=\"\",\"\",BD59*'2_メイン'!$AG$19/1000))","v":""},"","",null,{"$f":"IF(ISERROR(X59),\"\",IF(X59=\"\",\"\",X59*'2_メイン'!$AG$19/1000))","v":""},"","",{"$f":"IF(BN59=\"\",\"\",IF(#REF!=\"\",0,1)*BN59)","v":""},"",""]
[null,45,null,null,null,null,null,"",null,"",null,null,null,null,null,null,{"$f":"IF(L60=\"\",\"\",'3_床面積'!$V$36)","v":""},{"$f":"IF(L60=\"\",\"\",'3_床面積'!$W$36)","v":""},null,null,"","","","","",null,{"$f":"IF(U60=\"\",\"\",IF(#REF!=$AF$2,1,)*U60)","v":""},"","","","","","","","","",{"$f":"IF(L60=\"\",\"\",'3_床面積'!$V$35)","v":""},"","",{"$f":"IF(L60=\"\",\"\",'3_床面積'!$W$35)","v":""},"","",null,null,{"$f":"IF(AND(#REF!=\"\",#REF!=\"○\"),\"○\",\"\")","v":{"$error":"#REF!"}},"","","","","","","",{"$f":"IF(AZ60=\"\",\"\",IF(#REF!=\"\",0,1)*AZ60)","v":""},"","","","",{"$f":"IF(BE60=\"\",\"\",IF(#REF!=\"\",0,1)*BE60)","v":""},"",{"$f":"IF(ISERROR(BD60),\"\",IF(BD60=\"\",\"\",BD60*'2_メイン'!$AG$19/1000))","v":""},"","",null,{"$f":"IF(ISERROR(X60),\"\",IF(X60=\"\",\"\",X60*'2_メイン'!$AG$19/1000))","v":""},"","",{"$f":"IF(BN60=\"\",\"\",IF(#REF!=\"\",0,1)*BN60)","v":""},"",""]
[null,46,null,null,null,null,null,"",null,"",null,null,null,null,null,null,{"$f":"IF(L61=\"\",\"\",'3_床面積'!$V$36)","v":""},{"$f":"IF(L61=\"\",\"\",'3_床面積'!$W$36)","v":""},null,null,"","","","","",null,{"$f":"IF(U61=\"\",\"\",IF(#REF!=$AF$2,1,)*U61)","v":""},"","","","","","","","","",{"$f":"IF(L61=\"\",\"\",'3_床面積'!$V$35)","v":""},"","",{"$f":"IF(L61=\"\",\"\",'3_床面積'!$W$35)","v":""},"","",null,null,{"$f":"IF(AND(#REF!=\"\",#REF!=\"○\"),\"○\",\"\")","v":{"$error":"#REF!"}},"","","","","","","",{"$f":"IF(AZ61=\"\",\"\",IF(#REF!=\"\",0,1)*AZ61)","v":""},"","","","",{"$f":"IF(BE61=\"\",\"\",IF(#REF!=\"\",0,1)*BE61)","v":""},"",{"$f":"IF(ISERROR(BD61),\"\",IF(BD61=\"\",\"\",BD61*'2_メイン'!$AG$19/1000))","v":""},"","",null,{"$f":"IF(ISERROR(X61),\"\",IF(X61=\"\",\"\",X61*'2_メイン'!$AG$19/1000))","v":""},"","",{"$f":"IF(BN61=\"\",\"\",IF(#REF!=\"\",0,1)*BN61)","v":""},"",""]
[null,47,null,null,null,null,null,"",null,"",null,null,null,null,null,null,{"$f":"IF(L62=\"\",\"\",'3_床面積'!$V$36)","v":""},{"$f":"IF(L62=\"\",\"\",'3_床面積'!$W$36)","v":""},null,null,"","","","","",null,{"$f":"IF(U62=\"\",\"\",IF(#REF!=$AF$2,1,)*U62)","v":""},"","","","","","","","","",{"$f":"IF(L62=\"\",\"\",'3_床面積'!$V$35)","v":""},"","",{"$f":"IF(L62=\"\",\"\",'3_床面積'!$W$35)","v":""},"","",null,null,{"$f":"IF(AND(#REF!=\"\",#REF!=\"○\"),\"○\",\"\")","v":{"$error":"#REF!"}},"","","","","","","",{"$f":"IF(AZ62=\"\",\"\",IF(#REF!=\"\",0,1)*AZ62)","v":""},"","","","",{"$f":"IF(BE62=\"\",\"\",IF(#REF!=\"\",0,1)*BE62)","v":""},"",{"$f":"IF(ISERROR(BD62),\"\",IF(BD62=\"\",\"\",BD62*'2_メイン'!$AG$19/1000))","v":""},"","",null,{"$f":"IF(ISERROR(X62),\"\",IF(X62=\"\",\"\",X62*'2_メイン'!$AG$19/1000))","v":""},"","",{"$f":"IF(BN62=\"\",\"\",IF(#REF!=\"\",0,1)*BN62)","v":""},"",""]
[null,48,null,null,null,null,null,"",null,"",null,null,null,null,null,null,{"$f":"IF(L63=\"\",\"\",'3_床面積'!$V$36)","v":""},{"$f":"IF(L63=\"\",\"\",'3_床面積'!$W$36)","v":""},null,null,"","","","","",null,{"$f":"IF(U63=\"\",\"\",IF(#REF!=$AF$2,1,)*U63)","v":""},"","","","","","","","","",{"$f":"IF(L63=\"\",\"\",'3_床面積'!$V$35)","v":""},"","",{"$f":"IF(L63=\"\",\"\",'3_床面積'!$W$35)","v":""},"","",null,null,{"$f":"IF(AND(#REF!=\"\",#REF!=\"○\"),\"○\",\"\")","v":{"$error":"#REF!"}},"","","","","","","",{"$f":"IF(AZ63=\"\",\"\",IF(#REF!=\"\",0,1)*AZ63)","v":""},"","","","",{"$f":"IF(BE63=\"\",\"\",IF(#REF!=\"\",0,1)*BE63)","v":""},"",{"$f":"IF(ISERROR(BD63),\"\",IF(BD63=\"\",\"\",BD63*'2_メイン'!$AG$19/1000))","v":""},"","",null,{"$f":"IF(ISERROR(X63),\"\",IF(X63=\"\",\"\",X63*'2_メイン'!$AG$19/1000))","v":""},"","",{"$f":"IF(BN63=\"\",\"\",IF(#REF!=\"\",0,1)*BN63)","v":""},"",""]
[null,49,null,null,null,null,null,"",null,"",null,null,null,null,null,null,{"$f":"IF(L64=\"\",\"\",'3_床面積'!$V$36)","v":""},{"$f":"IF(L64=\"\",\"\",'3_床面積'!$W$36)","v":""},null,null,"","","","","",null,{"$f":"IF(U64=\"\",\"\",IF(#REF!=$AF$2,1,)*U64)","v":""},"","","","","","","","","",{"$f":"IF(L64=\"\",\"\",'3_床面積'!$V$35)","v":""},"","",{"$f":"IF(L64=\"\",\"\",'3_床面積'!$W$35)","v":""},"","",null,null,{"$f":"IF(AND(#REF!=\"\",#REF!=\"○\"),\"○\",\"\")","v":{"$error":"#REF!"}},"","","","","","","",{"$f":"IF(AZ64=\"\",\"\",IF(#REF!=\"\",0,1)*AZ64)","v":""},"","","","",{"$f":"IF(BE64=\"\",\"\",IF(#REF!=\"\",0,1)*BE64)","v":""},"",{"$f":"IF(ISERROR(BD64),\"\",IF(BD64=\"\",\"\",BD64*'2_メイン'!$AG$19/1000))","v":""},"","",null,{"$f":"IF(ISERROR(X64),\"\",IF(X64=\"\",\"\",X64*'2_メイン'!$AG$19/1000))","v":""},"","",{"$f":"IF(BN64=\"\",\"\",IF(#REF!=\"\",0,1)*BN64)","v":""},"",""]
[null,50,null,null,null,null,null,"",null,"",null,null,null,null,null,null,{"$f":"IF(L65=\"\",\"\",'3_床面積'!$V$36)","v":""},{"$f":"IF(L65=\"\",\"\",'3_床面積'!$W$36)","v":""},null,null,"","","","","",null,{"$f":"IF(U65=\"\",\"\",IF(#REF!=$AF$2,1,)*U65)","v":""},"","","","","","","","","",{"$f":"IF(L65=\"\",\"\",'3_床面積'!$V$35)","v":""},"","",{"$f":"IF(L65=\"\",\"\",'3_床面積'!$W$35)","v":""},"","",null,null,{"$f":"IF(AND(#REF!=\"\",#REF!=\"○\"),\"○\",\"\")","v":{"$error":"#REF!"}},"","","","","","","",{"$f":"IF(AZ65=\"\",\"\",IF(#REF!=\"\",0,1)*AZ65)","v":""},"","","","",{"$f":"IF(BE65=\"\",\"\",IF(#REF!=\"\",0,1)*BE65)","v":""},"",{"$f":"IF(ISERROR(BD65),\"\",IF(BD65=\"\",\"\",BD65*'2_メイン'!$AG$19/1000))","v":""},"","",null,{"$f":"IF(ISERROR(X65),\"\",IF(X65=\"\",\"\",X65*'2_メイン'!$AG$19/1000))","v":""},"","",{"$f":"IF(BN65=\"\",\"\",IF(#REF!=\"\",0,1)*BN65)","v":""},"",""]
[null,51,null,null,null,null,null,"",null,"",null,null,null,null,null,null,{"$f":"IF(L66=\"\",\"\",'3_床面積'!$V$36)","v":""},{"$f":"IF(L66=\"\",\"\",'3_床面積'!$W$36)","v":""},null,null,"","","","","",null,{"$f":"IF(U66=\"\",\"\",IF(#REF!=$AF$2,1,)*U66)","v":""},"","","","","","","","","",{"$f":"IF(L66=\"\",\"\",'3_床面積'!$V$35)","v":""},"","",{"$f":"IF(L66=\"\",\"\",'3_床面積'!$W$35)","v":""},"","",null,null,{"$f":"IF(AND(#REF!=\"\",#REF!=\"○\"),\"○\",\"\")","v":{"$error":"#REF!"}},"","","","","","","",{"$f":"IF(AZ66=\"\",\"\",IF(#REF!=\"\",0,1)*AZ66)","v":""},"","","","",{"$f":"IF(BE66=\"\",\"\",IF(#REF!=\"\",0,1)*BE66)","v":""},"",{"$f":"IF(ISERROR(BD66),\"\",IF(BD66=\"\",\"\",BD66*'2_メイン'!$AG$19/1000))","v":""},"","",null,{"$f":"IF(ISERROR(X66),\"\",IF(X66=\"\",\"\",X66*'2_メイン'!$AG$19/1000))","v":""},"","",{"$f":"IF(BN66=\"\",\"\",IF(#REF!=\"\",0,1)*BN66)","v":""},"",""]
[null,52,null,null,null,null,null,"",null,"",null,null,null,null,null,null,{"$f":"IF(L67=\"\",\"\",'3_床面積'!$V$36)","v":""},{"$f":"IF(L67=\"\",\"\",'3_床面積'!$W$36)","v":""},null,null,"","","","","",null,{"$f":"IF(U67=\"\",\"\",IF(#REF!=$AF$2,1,)*U67)","v":""},"","","","","","","","","",{"$f":"IF(L67=\"\",\"\",'3_床面積'!$V$35)","v":""},"","",{"$f":"IF(L67=\"\",\"\",'3_床面積'!$W$35)","v":""},"","",null,null,{"$f":"IF(AND(#REF!=\"\",#REF!=\"○\"),\"○\",\"\")","v":{"$error":"#REF!"}},"","","","","","","",{"$f":"IF(AZ67=\"\",\"\",IF(#REF!=\"\",0,1)*AZ67)","v":""},"","","","",{"$f":"IF(BE67=\"\",\"\",IF(#REF!=\"\",0,1)*BE67)","v":""},"",{"$f":"IF(ISERROR(BD67),\"\",IF(BD67=\"\",\"\",BD67*'2_メイン'!$AG$19/1000))","v":""},"","",null,{"$f":"IF(ISERROR(X67),\"\",IF(X67=\"\",\"\",X67*'2_メイン'!$AG$19/1000))","v":""},"","",{"$f":"IF(BN67=\"\",\"\",IF(#REF!=\"\",0,1)*BN67)","v":""},"",""]
[null,53,null,null,null,null,null,"",null,"",null,null,null,null,null,null,{"$f":"IF(L68=\"\",\"\",'3_床面積'!$V$36)","v":""},{"$f":"IF(L68=\"\",\"\",'3_床面積'!$W$36)","v":""},null,null,"","","","","",null,{"$f":"IF(U68=\"\",\"\",IF(#REF!=$AF$2,1,)*U68)","v":""},"","","","","","","","","",{"$f":"IF(L68=\"\",\"\",'3_床面積'!$V$35)","v":""},"","",{"$f":"IF(L68=\"\",\"\",'3_床面積'!$W$35)","v":""},"","",null,null,{"$f":"IF(AND(#REF!=\"\",#REF!=\"○\"),\"○\",\"\")","v":{"$error":"#REF!"}},"","","","","","","",{"$f":"IF(AZ68=\"\",\"\",IF(#REF!=\"\",0,1)*AZ68)","v":""},"","","","",{"$f":"IF(BE68=\"\",\"\",IF(#REF!=\"\",0,1)*BE68)","v":""},"",{"$f":"IF(ISERROR(BD68),\"\",IF(BD68=\"\",\"\",BD68*'2_メイン'!$AG$19/1000))","v":""},"","",null,{"$f":"IF(ISERROR(X68),\"\",IF(X68=\"\",\"\",X68*'2_メイン'!$AG$19/1000))","v":""},"","",{"$f":"IF(BN68=\"\",\"\",IF(#REF!=\"\",0,1)*BN68)","v":""},"",""]
[null,54,null,null,null,null,null,"",null,"",null,null,null,null,null,null,{"$f":"IF(L69=\"\",\"\",'3_床面積'!$V$36)","v":""},{"$f":"IF(L69=\"\",\"\",'3_床面積'!$W$36)","v":""},null,null,"","","","","",null,{"$f":"IF(U69=\"\",\"\",IF(#REF!=$AF$2,1,)*U69)","v":""},"","","","","","","","","",{"$f":"IF(L69=\"\",\"\",'3_床面積'!$V$35)","v":""},"","",{"$f":"IF(L69=\"\",\"\",'3_床面積'!$W$35)","v":""},"","",null,null,{"$f":"IF(AND(#REF!=\"\",#REF!=\"○\"),\"○\",\"\")","v":{"$error":"#REF!"}},"","","","","","","",{"$f":"IF(AZ69=\"\",\"\",IF(#REF!=\"\",0,1)*AZ69)","v":""},"","","","",{"$f":"IF(BE69=\"\",\"\",IF(#REF!=\"\",0,1)*BE69)","v":""},"",{"$f":"IF(ISERROR(BD69),\"\",IF(BD69=\"\",\"\",BD69*'2_メイン'!$AG$19/1000))","v":""},"","",null,{"$f":"IF(ISERROR(X69),\"\",IF(X69=\"\",\"\",X69*'2_メイン'!$AG$19/1000))","v":""},"","",{"$f":"IF(BN69=\"\",\"\",IF(#REF!=\"\",0,1)*BN69)","v":""},"",""]
[null,55,null,null,null,null,null,"",null,"",null,null,null,null,null,null,{"$f":"IF(L70=\"\",\"\",'3_床面積'!$V$36)","v":""},{"$f":"IF(L70=\"\",\"\",'3_床面積'!$W$36)","v":""},null,null,"","","","","",null,{"$f":"IF(U70=\"\",\"\",IF(#REF!=$AF$2,1,)*U70)","v":""},"","","","","","","","","",{"$f":"IF(L70=\"\",\"\",'3_床面積'!$V$35)","v":""},"","",{"$f":"IF(L70=\"\",\"\",'3_床面積'!$W$35)","v":""},"","",null,null,{"$f":"IF(AND(#REF!=\"\",#REF!=\"○\"),\"○\",\"\")","v":{"$error":"#REF!"}},"","","","","","","",{"$f":"IF(AZ70=\"\",\"\",IF(#REF!=\"\",0,1)*AZ70)","v":""},"","","","",{"$f":"IF(BE70=\"\",\"\",IF(#REF!=\"\",0,1)*BE70)","v":""},"",{"$f":"IF(ISERROR(BD70),\"\",IF(BD70=\"\",\"\",BD70*'2_メイン'!$AG$19/1000))","v":""},"","",null,{"$f":"IF(ISERROR(X70),\"\",IF(X70=\"\",\"\",X70*'2_メイン'!$AG$19/1000))","v":""},"","",{"$f":"IF(BN70=\"\",\"\",IF(#REF!=\"\",0,1)*BN70)","v":""},"",""]
[null,56,null,null,null,null,null,"",null,"",null,null,null,null,null,null,{"$f":"IF(L71=\"\",\"\",'3_床面積'!$V$36)","v":""},{"$f":"IF(L71=\"\",\"\",'3_床面積'!$W$36)","v":""},null,null,"","","","","",null,{"$f":"IF(U71=\"\",\"\",IF(#REF!=$AF$2,1,)*U71)","v":""},"","","","","","","","","",{"$f":"IF(L71=\"\",\"\",'3_床面積'!$V$35)","v":""},"","",{"$f":"IF(L71=\"\",\"\",'3_床面積'!$W$35)","v":""},"","",null,null,{"$f":"IF(AND(#REF!=\"\",#REF!=\"○\"),\"○\",\"\")","v":{"$error":"#REF!"}},"","","","","","","",{"$f":"IF(AZ71=\"\",\"\",IF(#REF!=\"\",0,1)*AZ71)","v":""},"","","","",{"$f":"IF(BE71=\"\",\"\",IF(#REF!=\"\",0,1)*BE71)","v":""},"",{"$f":"IF(ISERROR(BD71),\"\",IF(BD71=\"\",\"\",BD71*'2_メイン'!$AG$19/1000))","v":""},"","",null,{"$f":"IF(ISERROR(X71),\"\",IF(X71=\"\",\"\",X71*'2_メイン'!$AG$19/1000))","v":""},"","",{"$f":"IF(BN71=\"\",\"\",IF(#REF!=\"\",0,1)*BN71)","v":""},"",""]
[null,57,null,null,null,null,null,"",null,"",null,null,null,null,null,null,{"$f":"IF(L72=\"\",\"\",'3_床面積'!$V$36)","v":""},{"$f":"IF(L72=\"\",\"\",'3_床面積'!$W$36)","v":""},null,null,"","","","","",null,{"$f":"IF(U72=\"\",\"\",IF(#REF!=$AF$2,1,)*U72)","v":""},"","","","","","","","","",{"$f":"IF(L72=\"\",\"\",'3_床面積'!$V$35)","v":""},"","",{"$f":"IF(L72=\"\",\"\",'3_床面積'!$W$35)","v":""},"","",null,null,{"$f":"IF(AND(#REF!=\"\",#REF!=\"○\"),\"○\",\"\")","v":{"$error":"#REF!"}},"","","","","","","",{"$f":"IF(AZ72=\"\",\"\",IF(#REF!=\"\",0,1)*AZ72)","v":""},"","","","",{"$f":"IF(BE72=\"\",\"\",IF(#REF!=\"\",0,1)*BE72)","v":""},"",{"$f":"IF(ISERROR(BD72),\"\",IF(BD72=\"\",\"\",BD72*'2_メイン'!$AG$19/1000))","v":""},"","",null,{"$f":"IF(ISERROR(X72),\"\",IF(X72=\"\",\"\",X72*'2_メイン'!$AG$19/1000))","v":""},"","",{"$f":"IF(BN72=\"\",\"\",IF(#REF!=\"\",0,1)*BN72)","v":""},"",""]
[null,58,null,null,null,null,null,"",null,"",null,null,null,null,null,null,{"$f":"IF(L73=\"\",\"\",'3_床面積'!$V$36)","v":""},{"$f":"IF(L73=\"\",\"\",'3_床面積'!$W$36)","v":""},null,null,"","","","","",null,{"$f":"IF(U73=\"\",\"\",IF(#REF!=$AF$2,1,)*U73)","v":""},"","","","","","","","","",{"$f":"IF(L73=\"\",\"\",'3_床面積'!$V$35)","v":""},"","",{"$f":"IF(L73=\"\",\"\",'3_床面積'!$W$35)","v":""},"","",null,null,{"$f":"IF(AND(#REF!=\"\",#REF!=\"○\"),\"○\",\"\")","v":{"$error":"#REF!"}},"","","","","","","",{"$f":"IF(AZ73=\"\",\"\",IF(#REF!=\"\",0,1)*AZ73)","v":""},"","","","",{"$f":"IF(BE73=\"\",\"\",IF(#REF!=\"\",0,1)*BE73)","v":""},"",{"$f":"IF(ISERROR(BD73),\"\",IF(BD73=\"\",\"\",BD73*'2_メイン'!$AG$19/1000))","v":""},"","",null,{"$f":"IF(ISERROR(X73),\"\",IF(X73=\"\",\"\",X73*'2_メイン'!$AG$19/1000))","v":""},"","",{"$f":"IF(BN73=\"\",\"\",IF(#REF!=\"\",0,1)*BN73)","v":""},"",""]
[null,59,null,null,null,null,null,"",null,"",null,null,null,null,null,null,{"$f":"IF(L74=\"\",\"\",'3_床面積'!$V$36)","v":""},{"$f":"IF(L74=\"\",\"\",'3_床面積'!$W$36)","v":""},null,null,"","","","","",null,{"$f":"IF(U74=\"\",\"\",IF(#REF!=$AF$2,1,)*U74)","v":""},"","","","","","","","","",{"$f":"IF(L74=\"\",\"\",'3_床面積'!$V$35)","v":""},"","",{"$f":"IF(L74=\"\",\"\",'3_床面積'!$W$35)","v":""},"","",null,null,{"$f":"IF(AND(#REF!=\"\",#REF!=\"○\"),\"○\",\"\")","v":{"$error":"#REF!"}},"","","","","","","",{"$f":"IF(AZ74=\"\",\"\",IF(#REF!=\"\",0,1)*AZ74)","v":""},"","","","",{"$f":"IF(BE74=\"\",\"\",IF(#REF!=\"\",0,1)*BE74)","v":""},"",{"$f":"IF(ISERROR(BD74),\"\",IF(BD74=\"\",\"\",BD74*'2_メイン'!$AG$19/1000))","v":""},"","",null,{"$f":"IF(ISERROR(X74),\"\",IF(X74=\"\",\"\",X74*'2_メイン'!$AG$19/1000))","v":""},"","",{"$f":"IF(BN74=\"\",\"\",IF(#REF!=\"\",0,1)*BN74)","v":""},"",""]
[null,60,null,null,null,null,null,"",null,"",null,null,null,null,null,null,{"$f":"IF(L75=\"\",\"\",'3_床面積'!$V$36)","v":""},{"$f":"IF(L75=\"\",\"\",'3_床面積'!$W$36)","v":""},null,null,"","","","","",null,{"$f":"IF(U75=\"\",\"\",IF(#REF!=$AF$2,1,)*U75)","v":""},"","","","","","","","","",{"$f":"IF(L75=\"\",\"\",'3_床面積'!$V$35)","v":""},"","",{"$f":"IF(L75=\"\",\"\",'3_床面積'!$W$35)","v":""},"","",null,null,{"$f":"IF(AND(#REF!=\"\",#REF!=\"○\"),\"○\",\"\")","v":{"$error":"#REF!"}},"","","","","","","",{"$f":"IF(AZ75=\"\",\"\",IF(#REF!=\"\",0,1)*AZ75)","v":""},"","","","",{"$f":"IF(BE75=\"\",\"\",IF(#REF!=\"\",0,1)*BE75)","v":""},"",{"$f":"IF(ISERROR(BD75),\"\",IF(BD75=\"\",\"\",BD75*'2_メイン'!$AG$19/1000))","v":""},"","",null,{"$f":"IF(ISERROR(X75),\"\",IF(X75=\"\",\"\",X75*'2_メイン'!$AG$19/1000))","v":""},"","",{"$f":"IF(BN75=\"\",\"\",IF(#REF!=\"\",0,1)*BN75)","v":""},"",""]
[null,61,null,null,null,null,null,"",null,"",null,null,null,null,null,null,{"$f":"IF(L76=\"\",\"\",'3_床面積'!$V$36)","v":""},{"$f":"IF(L76=\"\",\"\",'3_床面積'!$W$36)","v":""},null,null,"","","","","",null,{"$f":"IF(U76=\"\",\"\",IF(#REF!=$AF$2,1,)*U76)","v":""},"","","","","","","","","",{"$f":"IF(L76=\"\",\"\",'3_床面積'!$V$35)","v":""},"","",{"$f":"IF(L76=\"\",\"\",'3_床面積'!$W$35)","v":""},"","",null,null,{"$f":"IF(AND(#REF!=\"\",#REF!=\"○\"),\"○\",\"\")","v":{"$error":"#REF!"}},"","","","","","","",{"$f":"IF(AZ76=\"\",\"\",IF(#REF!=\"\",0,1)*AZ76)","v":""},"","","","",{"$f":"IF(BE76=\"\",\"\",IF(#REF!=\"\",0,1)*BE76)","v":""},"",{"$f":"IF(ISERROR(BD76),\"\",IF(BD76=\"\",\"\",BD76*'2_メイン'!$AG$19/1000))","v":""},"","",null,{"$f":"IF(ISERROR(X76),\"\",IF(X76=\"\",\"\",X76*'2_メイン'!$AG$19/1000))","v":""},"","",{"$f":"IF(BN76=\"\",\"\",IF(#REF!=\"\",0,1)*BN76)","v":""},"",""]
[null,62,null,null,null,null,null,"",null,"",null,null,null,null,null,null,{"$f":"IF(L77=\"\",\"\",'3_床面積'!$V$36)","v":""},{"$f":"IF(L77=\"\",\"\",'3_床面積'!$W$36)","v":""},null,null,"","","","","",null,{"$f":"IF(U77=\"\",\"\",IF(#REF!=$AF$2,1,)*U77)","v":""},"","","","","","","","","",{"$f":"IF(L77=\"\",\"\",'3_床面積'!$V$35)","v":""},"","",{"$f":"IF(L77=\"\",\"\",'3_床面積'!$W$35)","v":""},"","",null,null,{"$f":"IF(AND(#REF!=\"\",#REF!=\"○\"),\"○\",\"\")","v":{"$error":"#REF!"}},"","","","","","","",{"$f":"IF(AZ77=\"\",\"\",IF(#REF!=\"\",0,1)*AZ77)","v":""},"","","","",{"$f":"IF(BE77=\"\",\"\",IF(#REF!=\"\",0,1)*BE77)","v":""},"",{"$f":"IF(ISERROR(BD77),\"\",IF(BD77=\"\",\"\",BD77*'2_メイン'!$AG$19/1000))","v":""},"","",null,{"$f":"IF(ISERROR(X77),\"\",IF(X77=\"\",\"\",X77*'2_メイン'!$AG$19/1000))","v":""},"","",{"$f":"IF(BN77=\"\",\"\",IF(#REF!=\"\",0,1)*BN77)","v":""},"",""]
[null,63,null,null,null,null,null,"",null,"",null,null,null,null,null,null,{"$f":"IF(L78=\"\",\"\",'3_床面積'!$V$36)","v":""},{"$f":"IF(L78=\"\",\"\",'3_床面積'!$W$36)","v":""},null,null,"","","","","",null,{"$f":"IF(U78=\"\",\"\",IF(#REF!=$AF$2,1,)*U78)","v":""},"","","","","","","","","",{"$f":"IF(L78=\"\",\"\",'3_床面積'!$V$35)","v":""},"","",{"$f":"IF(L78=\"\",\"\",'3_床面積'!$W$35)","v":""},"","",null,null,{"$f":"IF(AND(#REF!=\"\",#REF!=\"○\"),\"○\",\"\")","v":{"$error":"#REF!"}},"","","","","","","",{"$f":"IF(AZ78=\"\",\"\",IF(#REF!=\"\",0,1)*AZ78)","v":""},"","","","",{"$f":"IF(BE78=\"\",\"\",IF(#REF!=\"\",0,1)*BE78)","v":""},"",{"$f":"IF(ISERROR(BD78),\"\",IF(BD78=\"\",\"\",BD78*'2_メイン'!$AG$19/1000))","v":""},"","",null,{"$f":"IF(ISERROR(X78),\"\",IF(X78=\"\",\"\",X78*'2_メイン'!$AG$19/1000))","v":""},"","",{"$f":"IF(BN78=\"\",\"\",IF(#REF!=\"\",0,1)*BN78)","v":""},"",""]
[null,64,null,null,null,null,null,"",null,"",null,null,null,null,null,null,{"$f":"IF(L79=\"\",\"\",'3_床面積'!$V$36)","v":""},{"$f":"IF(L79=\"\",\"\",'3_床面積'!$W$36)","v":""},null,null,"","","","","",null,{"$f":"IF(U79=\"\",\"\",IF(#REF!=$AF$2,1,)*U79)","v":""},"","","","","","","","","",{"$f":"IF(L79=\"\",\"\",'3_床面積'!$V$35)","v":""},"","",{"$f":"IF(L79=\"\",\"\",'3_床面積'!$W$35)","v":""},"","",null,null,{"$f":"IF(AND(#REF!=\"\",#REF!=\"○\"),\"○\",\"\")","v":{"$error":"#REF!"}},"","","","","","","",{"$f":"IF(AZ79=\"\",\"\",IF(#REF!=\"\",0,1)*AZ79)","v":""},"","","","",{"$f":"IF(BE79=\"\",\"\",IF(#REF!=\"\",0,1)*BE79)","v":""},"",{"$f":"IF(ISERROR(BD79),\"\",IF(BD79=\"\",\"\",BD79*'2_メイン'!$AG$19/1000))","v":""},"","",null,{"$f":"IF(ISERROR(X79),\"\",IF(X79=\"\",\"\",X79*'2_メイン'!$AG$19/1000))","v":""},"","",{"$f":"IF(BN79=\"\",\"\",IF(#REF!=\"\",0,1)*BN79)","v":""},"",""]
[null,65,null,null,null,null,null,"",null,"",null,null,null,null,null,null,{"$f":"IF(L80=\"\",\"\",'3_床面積'!$V$36)","v":""},{"$f":"IF(L80=\"\",\"\",'3_床面積'!$W$36)","v":""},null,null,{"$f":"IF(M80=\"\",\"\",IF(M80=$AO$4,X80/3.6/($AS$4*$AO$6/3.6),IF(M80=$AP$4,X80/$AS$4/$AP$6,IF(M80=$AQ$4,X80/$AS$4/$AQ$6))))","v":""},"","",{"$f":"IF(L80=\"\",\"\",0.33*F80*L80*(1-AJ80)*($AJ$10*AM80+$AK$10*AP80)*3.6/1000)","v":""},"",null,{"$f":"IF(U80=\"\",\"\",IF(#REF!=$AF$2,1,)*U80)","v":""},"","","","","",{"$f":"IF(L80=\"\",\"\",IF(AE80>=1.2,1.2,IF(AND(AE80>=1,AE80<1.2),1,IF(AND(AE80>=0.9,AE80<1),0.9,IF(AND(AE80>=0.8,AE80<0.9),0.8,IF(AND(AE80>=0.7,AE80<0.8),0.7,IF(AND(AE80>=0.6,AE80<0.7),0.6,0.5)))))))","v":""},{"$f":"IF(L80=\"\",\"\",IF(AF80>=90,0.9,IF(AND(AF80>=80,AF80<90),0.8,IF(AND(AF80>=70,AF80<80),0.7,IF(AND(AF80>=60,AF80<70),0.6,0.5)))))","v":""},{"$f":"IF(L80=\"\",\"\",SUMIF(N80:P80,\"○\",$AU$5:$AW$5))","v":""},{"$f":"IF(L80=\"\",\"\",AI80*INDEX($CB$3:$CH$7,MATCH(AH80,$CA$3:$CA$7,0),MATCH(AG80,$CB$2:$CH$2,0))/$AI$9)","v":""},{"$f":"IF(L80=\"\",\"\",'3_床面積'!$V$35)","v":""},"","",{"$f":"IF(L80=\"\",\"\",'3_床面積'!$W$35)","v":""},"","",null,null,{"$f":"IF(AND(#REF!=\"\",#REF!=\"○\"),\"○\",\"\")","v":{"$error":"#REF!"}},{"$f":"IF(L80=\"\",\"\",($AU$5-$AV$5)*INDEX($CB$3:$CH$7,MATCH(AH80,$CA$3:$CA$7,0),MATCH(AG80,$CB$2:$CH$2,0))/$AI$9)","v":""},{"$f":"IF(L80=\"\",\"\",0.33*F80*L80*AT80*($AJ$10*AM80+$AK$10*AP80)*3.6/1000)","v":""},"","","",{"$f":"IF(L80=\"\",\"\",0.33*F80*L80*IF(L80=\"\",\"\",(1-$AV$5)*INDEX($CB$3:$CH$7,MATCH(AH80,$CA$3:$CA$7,0),MATCH(AG80,$CB$2:$CH$2,0))/$AI$9)*($AJ$10*AM80+$AK$10*AP80)*3.6/1000)","v":""},"",{"$f":"IF(AZ80=\"\",\"\",IF(#REF!=\"\",0,1)*AZ80)","v":""},"","",{"$f":"IF(L80=\"\",\"\",0.33*F80*L80*IF(L80=\"\",\"\",(1-$AU$5)*INDEX($CB$3:$CH$7,MATCH(AH80,$CA$3:$CA$7,0),MATCH(AG80,$CB$2:$CH$2,0))/$AI$9)*($AJ$10*AM80+$AK$10*AP80)*3.6/1000)","v":""},"",{"$f":"IF(BE80=\"\",\"\",IF(#REF!=\"\",0,1)*BE80)","v":""},"",{"$f":"IF(ISERROR(BD80),\"\",IF(BD80=\"\",\"\",BD80*'2_メイン'!$AG$19/1000))","v":""},"",{"$f":"IF(BN80=\"\",\"\",BN80*HLOOKUP(M80,$AO$4:$AQ$6,3,FALSE))","v":""},null,{"$f":"IF(ISERROR(X80),\"\",IF(X80=\"\",\"\",X80*'2_メイン'!$AG$19/1000))","v":""},"",{"$f":"IF(M80=\"\",\"\",IF(M80=$AO$4,BM80/3.6/($AS$4*$AO$6/3.6),IF(M80=$AP$4,BM80/$AS$4/$AP$6,IF(M80=$AQ$4,BM80/$AS$4/$AQ$6))))","v":""},{"$f":"IF(BN80=\"\",\"\",IF(#REF!=\"\",0,1)*BN80)","v":""},"",{"$f":"IF(BN80=\"\",\"\",BN80*HLOOKUP(M80,$AO$4:$AQ$6,2,FALSE)/1000)","v":""}]
[null,66,null,null,null,null,null,{"$f":"IF(F81=\"\",\"\",F81*$AN$10)","v":""},null,{"$f":"IF(F81=\"\",\"\",$AN$9)","v":""},null,null,null,null,null,null,{"$f":"IF(L81=\"\",\"\",'3_床面積'!$V$36)","v":""},{"$f":"IF(L81=\"\",\"\",'3_床面積'!$W$36)","v":""},null,null,"",{"$f":"IF(M81=\"\",\"\",IF(M81=\"電気\",\"kWh/年\",IF(M81=\"都市ガス\",\"Nm3/年\",\"kg/年\")))","v":""},{"$f":"IF(U81=\"\",\"\",U81*HLOOKUP(M81,$AO$4:$AQ$6,2,FALSE)/1000)","v":""},"","",null,{"$f":"IF(U81=\"\",\"\",IF(#REF!=$AF$2,1,)*U81)","v":""},{"$f":"IF(M81=\"\",\"\",IF(M81=$AO$4,Y81/3.6/($AS$4*$AO$6/3.6),IF(M81=$AP$4,Y81/$AS$4/$AP$6,IF(M81=$AQ$4,Y81/$AS$4/$AQ$6))))","v":""},{"$f":"IF(M81=\"\",\"\",IF(M81=\"電気\",\"kWh/年\",IF(M81=\"都市ガス\",\"Nm3/年\",\"kg/年\")))","v":""},{"$f":"IF(AB81=\"\",\"\",AB81*HLOOKUP(M81,$AO$4:$AQ$6,2,FALSE)/1000)","v":""},{"$f":"IF(L81=\"\",\"\",IF(I81=\"\",$AN$10,I81/F81))","v":""},{"$f":"IF(L81=\"\",\"\",IF(K81=\"\",$AN$9,K81))","v":""},"","","","",{"$f":"IF(L81=\"\",\"\",'3_床面積'!$V$35)","v":""},{"$f":"IF(S81=\"\",\"\",AK81*S81/Q81)","v":""},{"$f":"IF(AL81=\"\",AK81,AL81)","v":""},{"$f":"IF(L81=\"\",\"\",'3_床面積'!$W$35)","v":""},{"$f":"IF(T81=\"\",\"\",AN81*T81/R81)","v":""},{"$f":"IF(AO81=\"\",AN81,AO81)","v":""},null,null,{"$f":"IF(AND(#REF!=\"\",#REF!=\"○\"),\"○\",\"\")","v":{"$error":"#REF!"}},"","",{"$f":"IF(M81=\"\",\"\",IF(M81=$AO$4,AU81/3.6/($AS$4*$AO$6/3.6),IF(M81=$AP$4,AU81/$AS$4/$AP$6,IF(M81=$AQ$4,AU81/$AS$4/$AQ$6))))","v":""},{"$f":"IF(M81=\"\",\"\",IF(M81=\"電気\",\"kWh/年\",IF(M81=\"都市ガス\",\"Nm3/年\",\"kg/年\")))","v":""},{"$f":"IF(AV81=\"\",\"\",AV81*HLOOKUP(M81,$AO$4:$AQ$6,2,FALSE)/1000)","v":""},"",{"$f":"IF(M81=\"\",\"\",IF(M81=$AO$4,AY81/3.6/($AS$4*$AO$6/3.6),IF(M81=$AP$4,AY81/$AS$4/$AP$6,IF(M81=$AQ$4,AY81/$AS$4/$AQ$6))))","v":""},{"$f":"IF(AZ81=\"\",\"\",IF(#REF!=\"\",0,1)*AZ81)","v":""},{"$f":"IF(M81=\"\",\"\",IF(M81=\"電気\",\"kWh/年\",IF(M81=\"都市ガス\",\"Nm3/年\",\"kg/年\")))","v":""},{"$f":"IF(AZ81=\"\",\"\",AZ81*HLOOKUP(M81,$AO$4:$AQ$6,2,FALSE)/1000)","v":""},"",{"$f":"IF(M81=\"\",\"\",IF(M81=$AO$4,BD81/3.6/($AS$4*$AO$6/3.6),IF(M81=$AP$4,BD81/$AS$4/$AP$6,IF(M81=$AQ$4,BD81/$AS$4/$AQ$6))))","v":""},{"$f":"IF(BE81=\"\",\"\",IF(#REF!=\"\",0,1)*BE81)","v":""},{"$f":"IF(M81=\"\",\"\",IF(M81=\"電気\",\"kWh/年\",IF(M81=\"都市ガス\",\"Nm3/年\",\"kg/年\")))","v":""},{"$f":"IF(ISERROR(BD81),\"\",IF(BD81=\"\",\"\",BD81*'2_メイン'!$AG$19/1000))","v":""},{"$f":"IF(U81=\"\",\"\",U81*HLOOKUP(M81,$AO$4:$AQ$6,3,FALSE))","v":""},"",null,{"$f":"IF(ISERROR(X81),\"\",IF(X81=\"\",\"\",X81*'2_メイン'!$AG$19/1000))","v":""},{"$f":"IF(L81=\"\",\"\",0.33*F81*L81*($AJ$10*AM81+$AK$10*AP81)*3.6/1000)","v":""},"",{"$f":"IF(BN81=\"\",\"\",IF(#REF!=\"\",0,1)*BN81)","v":""},{"$f":"IF(M81=\"\",\"\",IF(M81=\"電気\",\"kWh/年\",IF(M81=\"都市ガス\",\"Nm3/年\",\"kg/年\")))","v":""},""]
[null,67,null,null,null,null,null,{"$f":"IF(F82=\"\",\"\",F82*$AN$10)","v":""},null,{"$f":"IF(F82=\"\",\"\",$AN$9)","v":""},null,null,null,null,null,null,{"$f":"IF(L82=\"\",\"\",'3_床面積'!$V$36)","v":""},{"$f":"IF(L82=\"\",\"\",'3_床面積'!$W$36)","v":""},null,null,"",{"$f":"IF(M82=\"\",\"\",IF(M82=\"電気\",\"kWh/年\",IF(M82=\"都市ガス\",\"Nm3/年\",\"kg/年\")))","v":""},{"$f":"IF(U82=\"\",\"\",U82*HLOOKUP(M82,$AO$4:$AQ$6,2,FALSE)/1000)","v":""},"","",null,{"$f":"IF(U82=\"\",\"\",IF(#REF!=$AF$2,1,)*U82)","v":""},{"$f":"IF(M82=\"\",\"\",IF(M82=$AO$4,Y82/3.6/($AS$4*$AO$6/3.6),IF(M82=$AP$4,Y82/$AS$4/$AP$6,IF(M82=$AQ$4,Y82/$AS$4/$AQ$6))))","v":""},{"$f":"IF(M82=\"\",\"\",IF(M82=\"電気\",\"kWh/年\",IF(M82=\"都市ガス\",\"Nm3/年\",\"kg/年\")))","v":""},{"$f":"IF(AB82=\"\",\"\",AB82*HLOOKUP(M82,$AO$4:$AQ$6,2,FALSE)/1000)","v":""},{"$f":"IF(L82=\"\",\"\",IF(I82=\"\",$AN$10,I82/F82))","v":""},{"$f":"IF(L82=\"\",\"\",IF(K82=\"\",$AN$9,K82))","v":""},"","","","",{"$f":"IF(L82=\"\",\"\",'3_床面積'!$V$35)","v":""},{"$f":"IF(S82=\"\",\"\",AK82*S82/Q82)","v":""},{"$f":"IF(AL82=\"\",AK82,AL82)","v":""},{"$f":"IF(L82=\"\",\"\",'3_床面積'!$W$35)","v":""},{"$f":"IF(T82=\"\",\"\",AN82*T82/R82)","v":""},{"$f":"IF(AO82=\"\",AN82,AO82)","v":""},null,null,{"$f":"IF(AND(#REF!=\"\",#REF!=\"○\"),\"○\",\"\")","v":{"$error":"#REF!"}},"","",{"$f":"IF(M82=\"\",\"\",IF(M82=$AO$4,AU82/3.6/($AS$4*$AO$6/3.6),IF(M82=$AP$4,AU82/$AS$4/$AP$6,IF(M82=$AQ$4,AU82/$AS$4/$AQ$6))))","v":""},{"$f":"IF(M82=\"\",\"\",IF(M82=\"電気\",\"kWh/年\",IF(M82=\"都市ガス\",\"Nm3/年\",\"kg/年\")))","v":""},{"$f":"IF(AV82=\"\",\"\",AV82*HLOOKUP(M82,$AO$4:$AQ$6,2,FALSE)/1000)","v":""},"",{"$f":"IF(M82=\"\",\"\",IF(M82=$AO$4,AY82/3.6/($AS$4*$AO$6/3.6),IF(M82=$AP$4,AY82/$AS$4/$AP$6,IF(M82=$AQ$4,AY82/$AS$4/$AQ$6))))","v":""},{"$f":"IF(AZ82=\"\",\"\",IF(#REF!=\"\",0,1)*AZ82)","v":""},{"$f":"IF(M82=\"\",\"\",IF(M82=\"電気\",\"kWh/年\",IF(M82=\"都市ガス\",\"Nm3/年\",\"kg/年\")))","v":""},{"$f":"IF(AZ82=\"\",\"\",AZ82*HLOOKUP(M82,$AO$4:$AQ$6,2,FALSE)/1000)","v":""},"",{"$f":"IF(M82=\"\",\"\",IF(M82=$AO$4,BD82/3.6/($AS$4*$AO$6/3.6),IF(M82=$AP$4,BD82/$AS$4/$AP$6,IF(M82=$AQ$4,BD82/$AS$4/$AQ$6))))","v":""},{"$f":"IF(BE82=\"\",\"\",IF(#REF!=\"\",0,1)*BE82)","v":""},{"$f":"IF(M82=\"\",\"\",IF(M82=\"電気\",\"kWh/年\",IF(M82=\"都市ガス\",\"Nm3/年\",\"kg/年\")))","v":""},{"$f":"IF(ISERROR(BD82),\"\",IF(BD82=\"\",\"\",BD82*'2_メイン'!$AG$19/1000))","v":""},{"$f":"IF(U82=\"\",\"\",U82*HLOOKUP(M82,$AO$4:$AQ$6,3,FALSE))","v":""},"",null,{"$f":"IF(ISERROR(X82),\"\",IF(X82=\"\",\"\",X82*'2_メイン'!$AG$19/1000))","v":""},"","",{"$f":"IF(BN82=\"\",\"\",IF(#REF!=\"\",0,1)*BN82)","v":""},"",""]
[null,68,null,null,null,null,null,{"$f":"IF(F83=\"\",\"\",F83*$AN$10)","v":""},null,{"$f":"IF(F83=\"\",\"\",$AN$9)","v":""},null,null,null,null,null,null,{"$f":"IF(L83=\"\",\"\",'3_床面積'!$V$36)","v":""},{"$f":"IF(L83=\"\",\"\",'3_床面積'!$W$36)","v":""},null,null,"",{"$f":"IF(M83=\"\",\"\",IF(M83=\"電気\",\"kWh/年\",IF(M83=\"都市ガス\",\"Nm3/年\",\"kg/年\")))","v":""},{"$f":"IF(U83=\"\",\"\",U83*HLOOKUP(M83,$AO$4:$AQ$6,2,FALSE)/1000)","v":""},"","",null,{"$f":"IF(U83=\"\",\"\",IF(#REF!=$AF$2,1,)*U83)","v":""},{"$f":"IF(M83=\"\",\"\",IF(M83=$AO$4,Y83/3.6/($AS$4*$AO$6/3.6),IF(M83=$AP$4,Y83/$AS$4/$AP$6,IF(M83=$AQ$4,Y83/$AS$4/$AQ$6))))","v":""},{"$f":"IF(M83=\"\",\"\",IF(M83=\"電気\",\"kWh/年\",IF(M83=\"都市ガス\",\"Nm3/年\",\"kg/年\")))","v":""},{"$f":"IF(AB83=\"\",\"\",AB83*HLOOKUP(M83,$AO$4:$AQ$6,2,FALSE)/1000)","v":""},{"$f":"IF(L83=\"\",\"\",IF(I83=\"\",$AN$10,I83/F83))","v":""},{"$f":"IF(L83=\"\",\"\",IF(K83=\"\",$AN$9,K83))","v":""},"","","","",{"$f":"IF(L83=\"\",\"\",'3_床面積'!$V$35)","v":""},{"$f":"IF(S83=\"\",\"\",AK83*S83/Q83)","v":""},{"$f":"IF(AL83=\"\",AK83,AL83)","v":""},{"$f":"IF(L83=\"\",\"\",'3_床面積'!$W$35)","v":""},{"$f":"IF(T83=\"\",\"\",AN83*T83/R83)","v":""},{"$f":"IF(AO83=\"\",AN83,AO83)","v":""},null,null,{"$f":"IF(AND(#REF!=\"\",#REF!=\"○\"),\"○\",\"\")","v":{"$error":"#REF!"}},"","",{"$f":"IF(M83=\"\",\"\",IF(M83=$AO$4,AU83/3.6/($AS$4*$AO$6/3.6),IF(M83=$AP$4,AU83/$AS$4/$AP$6,IF(M83=$AQ$4,AU83/$AS$4/$AQ$6))))","v":""},{"$f":"IF(M83=\"\",\"\",IF(M83=\"電気\",\"kWh/年\",IF(M83=\"都市ガス\",\"Nm3/年\",\"kg/年\")))","v":""},{"$f":"IF(AV83=\"\",\"\",AV83*HLOOKUP(M83,$AO$4:$AQ$6,2,FALSE)/1000)","v":""},"",{"$f":"IF(M83=\"\",\"\",IF(M83=$AO$4,AY83/3.6/($AS$4*$AO$6/3.6),IF(M83=$AP$4,AY83/$AS$4/$AP$6,IF(M83=$AQ$4,AY83/$AS$4/$AQ$6))))","v":""},{"$f":"IF(AZ83=\"\",\"\",IF(#REF!=\"\",0,1)*AZ83)","v":""},{"$f":"IF(M83=\"\",\"\",IF(M83=\"電気\",\"kWh/年\",IF(M83=\"都市ガス\",\"Nm3/年\",\"kg/年\")))","v":""},{"$f":"IF(AZ83=\"\",\"\",AZ83*HLOOKUP(M83,$AO$4:$AQ$6,2,FALSE)/1000)","v":""},"",{"$f":"IF(M83=\"\",\"\",IF(M83=$AO$4,BD83/3.6/($AS$4*$AO$6/3.6),IF(M83=$AP$4,BD83/$AS$4/$AP$6,IF(M83=$AQ$4,BD83/$AS$4/$AQ$6))))","v":""},{"$f":"IF(BE83=\"\",\"\",IF(#REF!=\"\",0,1)*BE83)","v":""},{"$f":"IF(M83=\"\",\"\",IF(M83=\"電気\",\"kWh/年\",IF(M83=\"都市ガス\",\"Nm3/年\",\"kg/年\")))","v":""},{"$f":"IF(ISERROR(BD83),\"\",IF(BD83=\"\",\"\",BD83*'2_メイン'!$AG$19/1000))","v":""},{"$f":"IF(U83=\"\",\"\",U83*HLOOKUP(M83,$AO$4:$AQ$6,3,FALSE))","v":""},"",null,{"$f":"IF(ISERROR(X83),\"\",IF(X83=\"\",\"\",X83*'2_メイン'!$AG$19/1000))","v":""},"","",{"$f":"IF(BN83=\"\",\"\",IF(#REF!=\"\",0,1)*BN83)","v":""},"",""]
[null,69,null,null,null,null,null,{"$f":"IF(F84=\"\",\"\",F84*$AN$10)","v":""},null,{"$f":"IF(F84=\"\",\"\",$AN$9)","v":""},null,null,null,null,null,null,{"$f":"IF(L84=\"\",\"\",'3_床面積'!$V$36)","v":""},{"$f":"IF(L84=\"\",\"\",'3_床面積'!$W$36)","v":""},null,null,"",{"$f":"IF(M84=\"\",\"\",IF(M84=\"電気\",\"kWh/年\",IF(M84=\"都市ガス\",\"Nm3/年\",\"kg/年\")))","v":""},{"$f":"IF(U84=\"\",\"\",U84*HLOOKUP(M84,$AO$4:$AQ$6,2,FALSE)/1000)","v":""},"","",null,{"$f":"IF(U84=\"\",\"\",IF(#REF!=$AF$2,1,)*U84)","v":""},{"$f":"IF(M84=\"\",\"\",IF(M84=$AO$4,Y84/3.6/($AS$4*$AO$6/3.6),IF(M84=$AP$4,Y84/$AS$4/$AP$6,IF(M84=$AQ$4,Y84/$AS$4/$AQ$6))))","v":""},{"$f":"IF(M84=\"\",\"\",IF(M84=\"電気\",\"kWh/年\",IF(M84=\"都市ガス\",\"Nm3/年\",\"kg/年\")))","v":""},{"$f":"IF(AB84=\"\",\"\",AB84*HLOOKUP(M84,$AO$4:$AQ$6,2,FALSE)/1000)","v":""},{"$f":"IF(L84=\"\",\"\",IF(I84=\"\",$AN$10,I84/F84))","v":""},{"$f":"IF(L84=\"\",\"\",IF(K84=\"\",$AN$9,K84))","v":""},"","","","",{"$f":"IF(L84=\"\",\"\",'3_床面積'!$V$35)","v":""},{"$f":"IF(S84=\"\",\"\",AK84*S84/Q84)","v":""},{"$f":"IF(AL84=\"\",AK84,AL84)","v":""},{"$f":"IF(L84=\"\",\"\",'3_床面積'!$W$35)","v":""},{"$f":"IF(T84=\"\",\"\",AN84*T84/R84)","v":""},{"$f":"IF(AO84=\"\",AN84,AO84)","v":""},null,null,{"$f":"IF(AND(#REF!=\"\",#REF!=\"○\"),\"○\",\"\")","v":{"$error":"#REF!"}},"","",{"$f":"IF(M84=\"\",\"\",IF(M84=$AO$4,AU84/3.6/($AS$4*$AO$6/3.6),IF(M84=$AP$4,AU84/$AS$4/$AP$6,IF(M84=$AQ$4,AU84/$AS$4/$AQ$6))))","v":""},{"$f":"IF(M84=\"\",\"\",IF(M84=\"電気\",\"kWh/年\",IF(M84=\"都市ガス\",\"Nm3/年\",\"kg/年\")))","v":""},{"$f":"IF(AV84=\"\",\"\",AV84*HLOOKUP(M84,$AO$4:$AQ$6,2,FALSE)/1000)","v":""},"",{"$f":"IF(M84=\"\",\"\",IF(M84=$AO$4,AY84/3.6/($AS$4*$AO$6/3.6),IF(M84=$AP$4,AY84/$AS$4/$AP$6,IF(M84=$AQ$4,AY84/$AS$4/$AQ$6))))","v":""},{"$f":"IF(AZ84=\"\",\"\",IF(#REF!=\"\",0,1)*AZ84)","v":""},{"$f":"IF(M84=\"\",\"\",IF(M84=\"電気\",\"kWh/年\",IF(M84=\"都市ガス\",\"Nm3/年\",\"kg/年\")))","v":""},{"$f":"IF(AZ84=\"\",\"\",AZ84*HLOOKUP(M84,$AO$4:$AQ$6,2,FALSE)/1000)","v":""},"",{"$f":"IF(M84=\"\",\"\",IF(M84=$AO$4,BD84/3.6/($AS$4*$AO$6/3.6),IF(M84=$AP$4,BD84/$AS$4/$AP$6,IF(M84=$AQ$4,BD84/$AS$4/$AQ$6))))","v":""},{"$f":"IF(BE84=\"\",\"\",IF(#REF!=\"\",0,1)*BE84)","v":""},{"$f":"IF(M84=\"\",\"\",IF(M84=\"電気\",\"kWh/年\",IF(M84=\"都市ガス\",\"Nm3/年\",\"kg/年\")))","v":""},{"$f":"IF(ISERROR(BD84),\"\",IF(BD84=\"\",\"\",BD84*'2_メイン'!$AG$19/1000))","v":""},{"$f":"IF(U84=\"\",\"\",U84*HLOOKUP(M84,$AO$4:$AQ$6,3,FALSE))","v":""},"",null,{"$f":"IF(ISERROR(X84),\"\",IF(X84=\"\",\"\",X84*'2_メイン'!$AG$19/1000))","v":""},"","",{"$f":"IF(BN84=\"\",\"\",IF(#REF!=\"\",0,1)*BN84)","v":""},"",""]
[null,70,null,null,null,null,null,{"$f":"IF(F85=\"\",\"\",F85*$AN$10)","v":""},null,{"$f":"IF(F85=\"\",\"\",$AN$9)","v":""},null,null,null,null,null,null,{"$f":"IF(L85=\"\",\"\",'3_床面積'!$V$36)","v":""},{"$f":"IF(L85=\"\",\"\",'3_床面積'!$W$36)","v":""},null,null,"",{"$f":"IF(M85=\"\",\"\",IF(M85=\"電気\",\"kWh/年\",IF(M85=\"都市ガス\",\"Nm3/年\",\"kg/年\")))","v":""},{"$f":"IF(U85=\"\",\"\",U85*HLOOKUP(M85,$AO$4:$AQ$6,2,FALSE)/1000)","v":""},"","",null,{"$f":"IF(U85=\"\",\"\",IF(#REF!=$AF$2,1,)*U85)","v":""},{"$f":"IF(M85=\"\",\"\",IF(M85=$AO$4,Y85/3.6/($AS$4*$AO$6/3.6),IF(M85=$AP$4,Y85/$AS$4/$AP$6,IF(M85=$AQ$4,Y85/$AS$4/$AQ$6))))","v":""},{"$f":"IF(M85=\"\",\"\",IF(M85=\"電気\",\"kWh/年\",IF(M85=\"都市ガス\",\"Nm3/年\",\"kg/年\")))","v":""},{"$f":"IF(AB85=\"\",\"\",AB85*HLOOKUP(M85,$AO$4:$AQ$6,2,FALSE)/1000)","v":""},{"$f":"IF(L85=\"\",\"\",IF(I85=\"\",$AN$10,I85/F85))","v":""},{"$f":"IF(L85=\"\",\"\",IF(K85=\"\",$AN$9,K85))","v":""},"","","","",{"$f":"IF(L85=\"\",\"\",'3_床面積'!$V$35)","v":""},{"$f":"IF(S85=\"\",\"\",AK85*S85/Q85)","v":""},{"$f":"IF(AL85=\"\",AK85,AL85)","v":""},{"$f":"IF(L85=\"\",\"\",'3_床面積'!$W$35)","v":""},{"$f":"IF(T85=\"\",\"\",AN85*T85/R85)","v":""},{"$f":"IF(AO85=\"\",AN85,AO85)","v":""},null,null,{"$f":"IF(AND(#REF!=\"\",#REF!=\"○\"),\"○\",\"\")","v":{"$error":"#REF!"}},"","",{"$f":"IF(M85=\"\",\"\",IF(M85=$AO$4,AU85/3.6/($AS$4*$AO$6/3.6),IF(M85=$AP$4,AU85/$AS$4/$AP$6,IF(M85=$AQ$4,AU85/$AS$4/$AQ$6))))","v":""},{"$f":"IF(M85=\"\",\"\",IF(M85=\"電気\",\"kWh/年\",IF(M85=\"都市ガス\",\"Nm3/年\",\"kg/年\")))","v":""},{"$f":"IF(AV85=\"\",\"\",AV85*HLOOKUP(M85,$AO$4:$AQ$6,2,FALSE)/1000)","v":""},"",{"$f":"IF(M85=\"\",\"\",IF(M85=$AO$4,AY85/3.6/($AS$4*$AO$6/3.6),IF(M85=$AP$4,AY85/$AS$4/$AP$6,IF(M85=$AQ$4,AY85/$AS$4/$AQ$6))))","v":""},{"$f":"IF(AZ85=\"\",\"\",IF(#REF!=\"\",0,1)*AZ85)","v":""},{"$f":"IF(M85=\"\",\"\",IF(M85=\"電気\",\"kWh/年\",IF(M85=\"都市ガス\",\"Nm3/年\",\"kg/年\")))","v":""},{"$f":"IF(AZ85=\"\",\"\",AZ85*HLOOKUP(M85,$AO$4:$AQ$6,2,FALSE)/1000)","v":""},"",{"$f":"IF(M85=\"\",\"\",IF(M85=$AO$4,BD85/3.6/($AS$4*$AO$6/3.6),IF(M85=$AP$4,BD85/$AS$4/$AP$6,IF(M85=$AQ$4,BD85/$AS$4/$AQ$6))))","v":""},{"$f":"IF(BE85=\"\",\"\",IF(#REF!=\"\",0,1)*BE85)","v":""},{"$f":"IF(M85=\"\",\"\",IF(M85=\"電気\",\"kWh/年\",IF(M85=\"都市ガス\",\"Nm3/年\",\"kg/年\")))","v":""},{"$f":"IF(ISERROR(BD85),\"\",IF(BD85=\"\",\"\",BD85*'2_メイン'!$AG$19/1000))","v":""},{"$f":"IF(U85=\"\",\"\",U85*HLOOKUP(M85,$AO$4:$AQ$6,3,FALSE))","v":""},"",null,{"$f":"IF(ISERROR(X85),\"\",IF(X85=\"\",\"\",X85*'2_メイン'!$AG$19/1000))","v":""},"","",{"$f":"IF(BN85=\"\",\"\",IF(#REF!=\"\",0,1)*BN85)","v":""},"",""]
[null,null,null,null,null,null,null,null,null,null,null,null,null,null,null,null,null,null,null,null,null,null,null,null,null,null,null,null,null,null,null,null,null,null,null,null,null,null,null,null,null,null,null,null,null,null,null,null,null,null,null,null,null,null,null,null,null,null,null,null,null,null,{"$f":"IF(L86=\"\",\"\",0.33*F86*L86*(1-AJ86)*($AJ$10*AM86+$AK$10*AP86)*3.6/1000)","v":""},{"$f":"IF(ISERROR(BK86),\"\",IF(BK86=\"\",\"\",BK86*'2_メイン'!$AG$19/1000))","v":""},"","",{"$f":"IF(BN86=\"\",\"\",IF(#REF!=\"\",0,1)*BN86)","v":""},"",""]

{"sheet":"26_照明 (撤去) ","index":25,"n_rows":224,"n_cols":161,"rows_kept":224,"cut":false,"hidden":false,"merged":[[199,4,199,5],[188,4,188,5],[189,4,189,5],[190,4,190,5],[201,4,201,5],[202,4,202,5],[191,4,191,5],[192,4,192,5],[193,4,193,5],[182,4,182,5],[183,4,183,5],[184,4,184,5],[185,4,185,5],[186,4,186,5],[187,4,187,5],[12,21,13,21],[212,4,212,5],[213,4,213,5],[206,4,206,5],[207,4,207,5],[208,4,208,5],[209,4,209,5],[210,4,210,5],[211,4,211,5],[200,4,200,5],[203,4,203,5],[204,4,204,5],[205,4,205,5],[194,4,194,5],[195,4,195,5],[196,4,196,5],[197,4,197,5],[198,4,198,5],[176,4,176,5],[177,4,177,5],[178,4,178,5],[179,4,179,5],[180,4,180,5],[181,4,181,5],[170,4,170,5],[171,4,171,5],[172,4,172,5],[173,4,173,5],[174,4,174,5],[175,4,175,5],[164,4,164,5],[165,4,165,5],[166,4,166,5],[167,4,167,5],[168,4,168,5],[169,4,169,5],[158,4,158,5],[159,4,159,5],[160,4,160,5],[161,4,161,5],[162,4,162,5],[163,4,163,5],[152,4,152,5],[153,4,153,5],[154,4,154,5],[155,4,155,5],[156,4,156,5],[157,4,157,5],[146,4,146,5],[147,4,147,5],[148,4,148,5],[149,4,149,5],[150,4,150,5],[151,4,151,5],[140,4,140,5],[141,4,141,5],[142,4,142,5],[143,4,143,5],[144,4,144,5],[145,4,145,5],[134,4,134,5],[135,4,135,5],[136,4,136,5],[137,4,137,5],[138,4,138,5],[139,4,139,5],[128,4,128,5],[129,4,129,5],[130,4,130,5],[131,4,131,5],[132,4,132,5],[133,4,133,5],[122,4,122,5],[123,4,123,5],[124,4,124,5],[125,4,125,5],[126,4,126,5],[127,4,127,5],[116,4,116,5],[117,4,117,5],[118,4,118,5],[119,4,119,5],[120,4,120,5],[121,4,121,5],[110,4,110,5],[111,4,111,5],[112,4,112,5],[113,4,113,5],[114,4,114,5],[115,4,115,5],[104,4,104,5],[105,4,105,5],[106,4,106,5],[107,4,107,5],[108,4,108,5],[109,4,109,5],[98,4,98,5],[99,4,99,5],[100,4,100,5],[101,4,101,5],[102,4,102,5],[103,4,103,5],[92,4,92,5],[93,4,93,5],[94,4,94,5],[95,4,95,5],[96,4,96,5],[97,4,97,5],[86,4,86,5],[87,4,87,5],[88,4,88,5],[89,4,89,5],[90,4,90,5],[91,4,91,5],[80,4,80,5],[81,4,81,5],[82,4,82,5],[83,4,83,5],[84,4,84,5],[85,4,85,5],[74,4,74,5],[75,4,75,5],[76,4,76,5],[77,4,77,5],[78,4,78,5],[79,4,79,5],[68,4,68,5],[69,4,69,5],[70,4,70,5],[71,4,71,5],[72,4,72,5],[73,4,73,5],[62,4,62,5],[63,4,63,5],[64,4,64,5],[65,4,65,5],[66,4,66,5],[67,4,67,5],[56,4,56,5],[57,4,57,5],[58,4,58,5],[59,4,59,5],[60,4,60,5],[61,4,61,5],[50,4,50,5],[51,4,51,5],[52,4,52,5],[53,4,53,5],[54,4,54,5],[55,4,55,5],[44,4,44,5],[45,4,45,5],[46,4,46,5],[47,4,47,5],[48,4,48,5],[49,4,49,5],[38,4,38,5],[39,4,39,5],[40,4,40,5],[41,4,41,5],[42,4,42,5],[43,4,43,5],[14,4,14,5],[15,4,15,5],[16,4,16,5],[32,4,32,5],[33,4,33,5],[34,4,34,5],[35,4,35,5],[36,4,36,5],[37,4,37,5],[26,4,26,5],[27,4,27,5],[28,4,28,5],[29,4,29,5],[30,4,30,5],[31,4,31,5],[17,4,17,5],[18,4,18,5],[19,4,19,5],[25,4,25,5],[20,4,20,5],[21,4,21,5],[22,4,22,5],[23,4,23,5],[24,4,24,5],[10,20,13,20],[11,12,13,12],[11,13,13,13],[11,14,13,14],[11,15,13,15],[10,9,12,10],[10,11,13,11],[10,12,10,15],[10,18,13,18],[10,19,13,19],[5,18,6,19],[10,1,13,1],[10,2,13,2],[10,3,13,3],[10,4,13,5],[10,6,13,6],[10,7,13,7],[10,8,13,8],[10,16,12,17],[220,4,220,5],[221,4,221,5],[222,4,222,5],[223,4,223,5],[214,4,214,5],[215,4,215,5],[216,4,216,5],[217,4,217,5],[218,4,218,5],[219,4,219,5]]}
[null,null,null,null,null,null,null,null,null,null,{"$f":"20*34/(75)","v":9.0666666666666664},null,null,null,null,null,null,null,null,null,null,null,null,null,null,null,null,null,null,null,null,null,null,null,null,null,null,null,null,null,null,null,null,null,null,null,null,null,null,null,null,null,null,null,null,null,null,null,null,null,null,null,null,null,null,null,null,null,null,null,null,null,null,null,null,null,null,null,null,null,null,null,null,null,null,null,null,null,null,null,null,null,null,null,null,null,null,null,null,null,null,null,null,null,null,null,null,null,null,null,null,null,null,null,null,null,null,null,null,null,null,null,null,null,null,null,null,null,null,null,null,null,null,null,null,null,null,null,null,null,null,null,null,null,null,"直管形蛍光ﾗﾝﾌﾟHf　高出力型（FHF,FHC）","直管形蛍光ﾗﾝﾌﾟHf　定格出力型（FHF,FHC）","ｺﾝﾊﾟｸﾄ形蛍光ﾗﾝﾌﾟHf（FHT,FHP）","ｾﾗﾐｯｸﾒﾀﾙﾊﾗｲﾄﾞﾗﾝﾌﾟ","高圧ナトリウムランプ","LED（器具更新）","LED（ランプ交換）","直管形蛍光ﾗﾝﾌﾟFLR,FSL","直管形蛍光ﾗﾝﾌﾟFL,FCL","ｺﾝﾊﾟｸﾄ形蛍光ﾗﾝﾌﾟFPR","ｺﾝﾊﾟｸﾄ形蛍光ﾗﾝﾌﾟFPL,FDL,FML,FWL","ハロゲン電球","クリプトン電球","白熱電球","メタルハライドランプ","高圧水銀ランプ"]
[null,null,"色欄については、文字又は数値を入力",null,null,null,null,null,null,null,null,null,null,null,null,null,null,null,null,null,"○","ｴﾝﾄﾗﾝｽﾎｰﾙ、廊下","階段室（階段通路\n誘導灯と兼用）","階段室","便所、湯沸室","倉庫、設備室、更衣室","駐車場","事務室","会議室","電算室","ﾚｽﾄﾗﾝ･食堂客席","ﾚｽﾄﾗﾝ･食堂厨房","物販店舗","飲食店舗","ﾎﾃﾙﾛﾋﾞｰ、客室廊下","ホテル客室、宴会場","教室","研究室","体育館","病室","診察室","物流倉庫","屋外","その他",null,null,null,null,null,null,null,null,null,null,null,null,null,null,null,null,null,null,null,null,null,null,null,null,null,null,null,null,null,null,null,null,null,null,null,null,null,null,null,null,null,null,null,null,null,null,null,null,null,null,null,null,null,null,null,null,null,null,null,null,null,null,null,null,null,null,null,null,null,null,null,null,null,null,null,null,null,null,null,null,null,null,null,null,null,null,null,null,null,null,null,null,null,null,null,null,null,null,null,null,null,"ア","イ","ウ","エ","オ","カ","キ","ク","ケ","コ","サ","シ","ス","セ","ソ","タ"]
[null,null,"色欄については、プルダウンメニューから選択",null,null,null,null,null,null,null,null,null,null,null,null,null,null,null,null,null,null,2500,8760,2500,2500,500,3000,2500,1200,500,4500,3000,4500,4500,8760,3000,1500,3000,1500,3000,1500,3000,3000,3000,null,null,null,null,null,null,null,null,null,null,null,null,null,null,null,null,null,null,null,null,null,null,null,null,null,null,null,null,null,null,null,null,null,null,null,null,null,null,null,null,null,null,null,null,null,null,null,null,null,null,null,null,null,null,null,null,null,null,null,null,null,null,null,null,null,null,null,null,null,null,null,null,null,null,null,null,null,null,null,null,null,null,null,null,null,null,null,null,null,null,null,null,null,null,null,null,null,null,null,null,null,16,16,24,70,70,null,null,20,4,96,4,5,25,10,70,40]
[null,null,"色欄については、任意記入とし、文字又は数値を入力",null,null,null,null,null,null,null,null,null,null,null,null,null,null,null,null,null,null,null,null,null,null,null,null,null,null,null,null,null,null,null,null,null,null,null,null,null,null,null,null,null,null,null,null,null,null,null,null,null,null,null,null,null,null,null,null,null,null,null,null,null,null,null,null,null,null,null,null,null,null,null,null,null,null,null,null,null,null,null,null,null,null,null,null,null,null,null,null,null,null,null,null,null,null,null,null,null,null,null,null,null,null,null,null,null,null,null,null,null,null,null,null,null,null,null,null,null,null,null,null,null,null,null,null,null,null,null,null,null,null,null,null,null,null,null,null,null,null,null,null,null,null,32,24,32,150,110,null,null,40,6,null,6,10,40,15,250,80]
[null,null,"色欄については、入力の間違いや未記入の状態などエラーを示す。",null,null,null,null,null,null,null,null,null,null,null,null,null,null,null,null,null,"MJ","直管形蛍光ﾗﾝﾌﾟHf　高出力型（FHF,FHC）161","直管形蛍光ﾗﾝﾌﾟHf　高出力型（FHF,FHC）162","直管形蛍光ﾗﾝﾌﾟHf　高出力型（FHF,FHC）321","直管形蛍光ﾗﾝﾌﾟHf　高出力型（FHF,FHC）322","直管形蛍光ﾗﾝﾌﾟHf　高出力型（FHF,FHC）541","直管形蛍光ﾗﾝﾌﾟHf　高出力型（FHF,FHC）542","直管形蛍光ﾗﾝﾌﾟHf　定格出力型（FHF,FHC）161","直管形蛍光ﾗﾝﾌﾟHf　定格出力型（FHF,FHC）321","直管形蛍光ﾗﾝﾌﾟHf　定格出力型（FHF,FHC）322","直管形蛍光ﾗﾝﾌﾟHf　定格出力型（FHF,FHC）241","直管形蛍光ﾗﾝﾌﾟHf　定格出力型（FHF,FHC）242","直管形蛍光ﾗﾝﾌﾟHf　定格出力型（FHF,FHC）631","直管形蛍光ﾗﾝﾌﾟHf　定格出力型（FHF,FHC）632","直管形蛍光ﾗﾝﾌﾟHf　定格出力型（FHF,FHC）861","直管形蛍光ﾗﾝﾌﾟHf　定格出力型（FHF,FHC）862","ｺﾝﾊﾟｸﾄ形蛍光ﾗﾝﾌﾟHf（FHT,FHP）241","ｺﾝﾊﾟｸﾄ形蛍光ﾗﾝﾌﾟHf（FHT,FHP）232","ｺﾝﾊﾟｸﾄ形蛍光ﾗﾝﾌﾟHf（FHT,FHP）321","ｺﾝﾊﾟｸﾄ形蛍光ﾗﾝﾌﾟHf（FHT,FHP）322","ｺﾝﾊﾟｸﾄ形蛍光ﾗﾝﾌﾟHf（FHT,FHP）451","ｺﾝﾊﾟｸﾄ形蛍光ﾗﾝﾌﾟHf（FHT,FHP）452","ｾﾗﾐｯｸﾒﾀﾙﾊﾗｲﾄﾞﾗﾝﾌﾟ701","ｾﾗﾐｯｸﾒﾀﾙﾊﾗｲﾄﾞﾗﾝﾌﾟ1501","ｾﾗﾐｯｸﾒﾀﾙﾊﾗｲﾄﾞﾗﾝﾌﾟ1901","ｾﾗﾐｯｸﾒﾀﾙﾊﾗｲﾄﾞﾗﾝﾌﾟ2001","ｾﾗﾐｯｸﾒﾀﾙﾊﾗｲﾄﾞﾗﾝﾌﾟ2201","ｾﾗﾐｯｸﾒﾀﾙﾊﾗｲﾄﾞﾗﾝﾌﾟ2901","ｾﾗﾐｯｸﾒﾀﾙﾊﾗｲﾄﾞﾗﾝﾌﾟ3601","直管形蛍光ﾗﾝﾌﾟFL,FCL41","直管形蛍光ﾗﾝﾌﾟFL,FCL61","直管形蛍光ﾗﾝﾌﾟFL,FCL81","直管形蛍光ﾗﾝﾌﾟFL,FCL101","直管形蛍光ﾗﾝﾌﾟFL,FCL151","直管形蛍光ﾗﾝﾌﾟFL,FCL201","直管形蛍光ﾗﾝﾌﾟFL,FCL301","直管形蛍光ﾗﾝﾌﾟFL,FCL321","直管形蛍光ﾗﾝﾌﾟFL,FCL401","直管形蛍光ﾗﾝﾌﾟFL,FCL402","ｺﾝﾊﾟｸﾄ形蛍光ﾗﾝﾌﾟFPR961","ｺﾝﾊﾟｸﾄ形蛍光ﾗﾝﾌﾟFPL,FDL,FML,FWL41","ｺﾝﾊﾟｸﾄ形蛍光ﾗﾝﾌﾟFPL,FDL,FML,FWL61","ｺﾝﾊﾟｸﾄ形蛍光ﾗﾝﾌﾟFPL,FDL,FML,FWL91","ｺﾝﾊﾟｸﾄ形蛍光ﾗﾝﾌﾟFPL,FDL,FML,FWL101","ｺﾝﾊﾟｸﾄ形蛍光ﾗﾝﾌﾟFPL,FDL,FML,FWL131","ｺﾝﾊﾟｸﾄ形蛍光ﾗﾝﾌﾟFPL,FDL,FML,FWL181","ｺﾝﾊﾟｸﾄ形蛍光ﾗﾝﾌﾟFPL,FDL,FML,FWL271","ｺﾝﾊﾟｸﾄ形蛍光ﾗﾝﾌﾟFPL,FDL,FML,FWL281","ｺﾝﾊﾟｸﾄ形蛍光ﾗﾝﾌﾟFPL,FDL,FML,FWL361","ｺﾝﾊﾟｸﾄ形蛍光ﾗﾝﾌﾟFPL,FDL,FML,FWL362","ｺﾝﾊﾟｸﾄ形蛍光ﾗﾝﾌﾟFPL,FDL,FML,FWL551","高圧ナトリウムランプ701","高圧ナトリウムランプ1101","高圧ナトリウムランプ1501","高圧ナトリウムランプ1801","高圧ナトリウムランプ2201","高圧ナトリウムランプ2501","高圧ナトリウムランプ2701","高圧ナトリウムランプ3601","高圧ナトリウムランプ4001","高圧ナトリウムランプ6601","高圧ナトリウムランプ9401","ハロゲン電球51","ハロゲン電球101","ハロゲン電球151","ハロゲン電球201","ハロゲン電球351","ハロゲン電球501","ハロゲン電球601","ハロゲン電球701","ハロゲン電球751","ハロゲン電球801","ハロゲン電球1001","ハロゲン電球1301","ハロゲン電球1401","ハロゲン電球1501","ハロゲン電球1701","ハロゲン電球2001","ハロゲン電球2501","ハロゲン電球3001","ハロゲン電球4001","ハロゲン電球5001","ハロゲン電球7001","ハロゲン電球10001","ハロゲン電球15001","ハロゲン電球20001","クリプトン電球251","クリプトン電球401","クリプトン電球601","クリプトン電球751","クリプトン電球1001","白熱電球101","白熱電球151","白熱電球201","白熱電球251","白熱電球401","白熱電球501","白熱電球571","白熱電球601","白熱電球1001","白熱電球1501","白熱電球2001","メタルハライドランプ701","メタルハライドランプ2501","メタルハライドランプ4001","メタルハライドランプ10001","メタルハライドランプ15001","メタルハライドランプ20001","高圧水銀ランプ401","高圧水銀ランプ801","高圧水銀ランプ1001","高圧水銀ランプ2001","高圧水銀ランプ2501","高圧水銀ランプ3001","高圧水銀ランプ4001","高圧水銀ランプ7001","高圧水銀ランプ10001","直管形蛍光ﾗﾝﾌﾟFLR,FSL201","直管形蛍光ﾗﾝﾌﾟFLR,FSL202","直管形蛍光ﾗﾝﾌﾟFLR,FSL401","直管形蛍光ﾗﾝﾌﾟFLR,FSL402","直管形蛍光ﾗﾝﾌﾟFLR,FSL1101","直管形蛍光ﾗﾝﾌﾟFLR,FSL1102","直管形蛍光ﾗﾝﾌﾟFL,FCL202",null,54,32,45,190,150,null,null,110,8,null,9,15,60,20,400,100]
[null,null,null,null,null,null,null,null,null,null,null,null,null,null,null,null,null,null,null,null,{"$f":"SUM(V15:V224)","v":0},26,50,48,95,58,106,17.5,35,65,27,52,65,125,87,172,26,50,36,70,48,93,95,175,208,217,260,325,405,7.5,8,11,13,18,23,34,37,48,88,110,7.5,8,11,13,16.5,21,31,36,32,62,65,93,130,175,200,250,275,287,385,440,700,990,5.3,10.5,15.8,21,36.799999999999997,52.5,63,73.5,78.8,84,105,136.5,147,157.5,178.5,210,262.5,315,420,500,700,1000,1500,2150,22,36,54,68,90,9,15,20,22,40,48,57,54,90,150,200,94,280,440,1100,1630,2150,51,99,120,215,260,310,415,730,1030,27,48,43,85,108,208,44,null,null,63,null,200,180,null,null,null,10,null,10,20,75,25,1000,200]
[null,null,null,null,null,null,null,null,null,null,null,null,null,null,null,null,null,null,null,null,"CO2",null,null,null,null,null,null,null,null,null,null,null,null,null,null,null,null,null,null,null,null,null,null,null,null,null,null,null,null,null,null,null,null,null,null,null,null,null,null,null,null,null,null,null,null,null,null,null,null,null,null,null,null,null,null,null,null,null,null,null,null,null,null,null,null,null,null,null,null,null,null,null,null,null,null,null,null,null,null,null,null,null,null,null,null,null,null,null,null,null,null,null,null,null,null,null,null,null,null,null,null,null,null,null,null,null,null,null,null,null,null,null,null,null,null,null,null,null,null,null,null,null,null,null,null,null,86,null,220,220,null,null,null,15,null,13,35,100,40,1500,250]
[null,null,null,null,null,null,null,null,null,null,null,null,null,null,null,null,null,null,null,null,"撤去","直管形蛍光ﾗﾝﾌﾟHf　高出力型（FHF,FHC）","直管形蛍光ﾗﾝﾌﾟHf　定格出力型（FHF,FHC）","ｺﾝﾊﾟｸﾄ形蛍光ﾗﾝﾌﾟHf（FHT,FHP）","ｾﾗﾐｯｸﾒﾀﾙﾊﾗｲﾄﾞﾗﾝﾌﾟ","高圧ナトリウムランプ","LED（器具更新）","LED（ランプ交換）","直管形蛍光ﾗﾝﾌﾟFLR,FSL","直管形蛍光ﾗﾝﾌﾟFL,FCL","ｺﾝﾊﾟｸﾄ形蛍光ﾗﾝﾌﾟFPR","ｺﾝﾊﾟｸﾄ形蛍光ﾗﾝﾌﾟFPL,FDL,FML,FWL","ハロゲン電球","クリプトン電球","白熱電球","メタルハライドランプ","高圧水銀ランプ",null,null,null,null,null,null,null,null,null,null,null,null,null,null,null,null,null,null,null,null,null,null,null,null,null,null,null,null,null,null,null,null,null,null,null,null,null,null,null,null,null,null,null,null,null,null,null,null,null,null,null,null,null,null,null,null,null,null,null,null,null,null,null,null,null,null,null,null,null,null,null,null,null,null,null,null,null,null,null,null,null,null,null,null,null,null,null,null,null,null,null,null,null,null,null,null,null,null,null,null,null,null,null,null,null,null,null,null,null,null,null,290,250,null,null,null,20,null,18,50,null,50,2000,300]
[null," 高効率照明器具の導入（撤去）",null,null,null,null,null,null,null,null,null,null,null,null,null,null,null,null,null,"No.26",{"$f":"SUM(T15:T224)","v":0},0.2,0.2,0.15,0.25,0.25,0.5,0.5,0,0,0,0,0,0,0,0,0,null,null,null,null,null,null,null,null,null,null,null,null,null,null,null,null,null,null,null,null,null,null,null,null,null,null,null,null,null,null,null,null,null,null,null,null,null,null,null,null,null,null,null,null,null,null,null,null,null,null,null,null,null,null,null,null,null,null,null,null,null,null,null,null,null,null,null,null,null,null,null,null,null,null,null,null,null,null,null,null,null,null,null,null,null,null,null,null,null,null,null,null,null,null,null,null,null,null,null,null,null,null,null,null,null,null,null,null,null,null,null,360,270,null,null,null,30,null,27,60,null,57,null,400]
[null,null,null,null,null,null,null,null,null,null,null,null,null,null,null,null,null,null,null,null,null,null,null,null,null,null,null,null,null,null,null,null,null,null,null,null,null,null,null,null,null,null,null,null,null,null,null,null,null,null,null,null,null,null,null,null,null,null,null,null,null,null,null,null,null,null,null,null,null,null,null,null,null,null,null,null,null,null,null,null,null,null,null,null,null,null,null,null,null,null,null,null,null,null,null,null,null,null,null,null,null,null,null,null,null,null,null,null,null,null,null,null,null,null,null,null,null,null,null,null,null,null,null,null,null,null,null,null,null,null,null,null,null,null,null,null,null,null,null,null,null,null,null,null,null,null,null,null,null,360,null,null,null,32,null,28,70,null,60,null,700]
[null,"No.","器具記号","室用途","室名称",null,"ランプ種類","ランプ\nワット数\n[W]","一台\n当たりの灯数","1台当たり\nの消費電力\n[W]",null,"台数","省エネ制御",null,null,null,"年間点灯時間\n[h/年]",null,"年間電気\n使用量\n[kWh/年]","年間CO2\n排出量\n[t-CO2/年]","ランプ種類","初期照度補正制御","昼光利用照明制御","人感ｾﾝｻｰによる在室検知制御","明るさ感知による自動点滅制御",null,null,null,null,null,null,null,null,null,null,null,null,null,null,null,null,null,null,null,null,null,null,null,null,null,null,null,null,null,null,null,null,null,null,null,null,null,null,null,null,null,null,null,null,null,null,null,null,null,null,null,null,null,null,null,null,null,null,null,null,null,null,null,null,null,null,null,null,null,null,null,null,null,null,null,null,null,null,null,null,null,null,null,null,null,null,null,null,null,null,null,null,null,null,null,null,null,null,null,null,null,null,null,null,null,null,null,null,null,null,null,null,null,null,null,null,null,null,null,null,null,null,null,null,400,null,null,null,40,null,36,75,null,100,null,1000]
[null,null,null,null,null,null,null,null,null,null,null,null,"初期照度\n補正制御","昼光利用\n照明制御","人感ｾﾝｻｰによる在室\n検知制御","明るさ感知\nによる自動点滅制御",null,null,null,null,null,0.15,0.1,0.2,0.2,null,1,2,3,null,null,null,null,null,null,null,null,null,null,null,null,null,null,null,null,null,null,null,null,null,null,null,null,null,null,null,null,null,null,null,null,null,null,null,null,null,null,null,null,null,null,null,null,null,null,null,null,null,null,null,null,null,null,null,null,null,null,null,null,null,null,null,null,null,null,null,null,null,null,null,null,null,null,null,null,null,null,null,null,null,null,null,null,null,null,null,null,null,null,null,null,null,null,null,null,null,null,null,null,null,null,null,null,null,null,null,null,null,null,null,null,null,null,null,null,null,null,null,null,660,null,null,null,null,null,55,80,null,150]
[null,null,null,null,null,null,null,null,null,null,null,null,null,null,null,null,null,null,null,null,null,"年間一次\nエネルギー\n消費量",null,null,null,null,null,null,null,null,null,null,null,null,null,null,null,null,null,null,null,null,null,null,null,null,null,null,null,null,null,null,null,null,null,null,null,null,null,null,null,null,null,null,null,null,null,null,null,null,null,null,null,null,null,null,null,null,null,null,null,null,null,null,null,null,null,null,null,null,null,null,null,null,null,null,null,null,null,null,null,null,null,null,null,null,null,null,null,null,null,null,null,null,null,null,null,null,null,null,null,null,null,null,null,null,null,null,null,null,null,null,null,null,null,null,null,null,null,null,null,null,null,null,null,null,null,null,null,940,null,null,null,null,null,null,100,null,200]
[null,null,null,null,null,null,null,null,null,"標準値","定格値",null,null,null,null,null,"標準値","想定値",null,null,null,null,null,null,null,null,null,null,null,null,null,null,null,null,null,null,null,null,null,null,null,null,null,null,null,null,null,null,null,null,null,null,null,null,null,null,null,null,null,null,null,null,null,null,null,null,null,null,null,null,null,null,null,null,null,null,null,null,null,null,null,null,null,null,null,null,null,null,null,null,null,null,null,null,null,null,null,null,null,null,null,null,null,null,null,null,null,null,null,null,null,null,null,null,null,null,null,null,null,null,null,null,null,null,null,null,null,null,null,null,null,null,null,null,null,null,null,null,null,null,null,null,null,null,null,null,null,null,null,null,null,null,null,null,null,null,130]
[null,1,null,null,null,null,null,null,null,{"$f":"IF(COUNTIF($V$5:$EN$6,G15&H15&I15)=0,\"\",HLOOKUP(G15&H15&I15,$V$5:$EN$6,2,FALSE))","v":""},null,null,null,null,null,null,{"$f":"IF(OR(D15=\"\",L15=\"\"),\"\",HLOOKUP(D15,$V$2:$AR$3,2,FALSE))","v":""},null,{"$f":"IF(L15=\"\",\"\",IF(K15=\"\",J15,K15)*IF(R15=\"\",Q15,R15)*L15*(1-SUMIF(M15:P15,\"○\",$V$12:$Y$12))/1000)","v":""},{"$f":"IF(ISERROR(S15),\"\",IF(S15=\"\",\"\",S15*'2_メイン'!$Z$19/1000))","v":""},{"$f":"HLOOKUP(G15,$EP$1:$FE$2,2,FALSE)","v":{"$error":"#N/A"}},{"$f":"IF(S15=\"\",\"\",S15*'2_メイン'!$Z$20)","v":""},{"$f":"IF(OR(G15=$AA$8,G15=$AB$8),\"\",1)","v":1},{"$f":"IF(OR(G15=$AA$8,G15=$AB$8),\"\",2)","v":2},{"$f":"IF(OR(G15=$AA$8,G15=$AB$8),\"\",3)","v":3},null,null,null,null,null,null,null,null,null,null,null,null,null,null,null,null,null,null,null,null,null,null,null,null,null,null,null,null,null,null,null,null,null,null,null,null,null,null,null,null,null,null,null,null,null,null,null,null,null,null,null,null,null,null,null,null,null,null,null,null,null,null,null,null,null,null,null,null,null,null,null,null,null,null,null,null,null,null,null,null,null,null,null,null,null,null,null,null,null,null,null,null,null,null,null,null,null,null,null,null,null,null,null,null,null,null,null,null,null,null,null,null,null,null,null,null,null,null,null,null,null,null,null,null,null,null,null,null,null,null,null,140]
[null,2,null,null,null,null,null,null,null,{"$f":"IF(COUNTIF($V$5:$EN$6,G16&H16&I16)=0,\"\",HLOOKUP(G16&H16&I16,$V$5:$EN$6,2,FALSE))","v":""},null,null,null,null,null,null,{"$f":"IF(OR(D16=\"\",L16=\"\"),\"\",HLOOKUP(D16,$V$2:$AR$3,2,FALSE))","v":""},null,{"$f":"IF(L16=\"\",\"\",IF(K16=\"\",J16,K16)*IF(R16=\"\",Q16,R16)*L16*(1-SUMIF(M16:P16,\"○\",$V$12:$Y$12))/1000)","v":""},{"$f":"IF(ISERROR(S16),\"\",IF(S16=\"\",\"\",S16*'2_メイン'!$Z$19/1000))","v":""},{"$f":"HLOOKUP(G16,$EP$1:$FE$2,2,FALSE)","v":{"$error":"#N/A"}},{"$f":"IF(S16=\"\",\"\",S16*'2_メイン'!$Z$20)","v":""},{"$f":"IF(OR(G16=$AA$8,G16=$AB$8),\"\",1)","v":1},{"$f":"IF(OR(G16=$AA$8,G16=$AB$8),\"\",2)","v":2},{"$f":"IF(OR(G16=$AA$8,G16=$AB$8),\"\",3)","v":3},null,null,null,null,null,null,null,null,null,null,null,null,null,null,null,null,null,null,null,null,null,null,null,null,null,null,null,null,null,null,null,null,null,null,null,null,null,null,null,null,null,null,null,null,null,null,null,null,null,null,null,null,null,null,null,null,null,null,null,null,null,null,null,null,null,null,null,null,null,null,null,null,null,null,null,null,null,null,null,null,null,null,null,null,null,null,null,null,null,null,null,null,null,null,null,null,null,null,null,null,null,null,null,null,null,null,null,null,null,null,null,null,null,null,null,null,null,null,null,null,null,null,null,null,null,null,null,null,null,null,null,150]
[null,3,null,null,null,null,null,null,null,"",null,null,null,null,null,null,"",null,"",{"$f":"IF(ISERROR(S17),\"\",IF(S17=\"\",\"\",S17*'2_メイン'!$Z$19/1000))","v":""},{"$error":"#N/A"},{"$f":"IF(S17=\"\",\"\",S17*'2_メイン'!$Z$20)","v":""},1,2,3,null,null,null,null,null,null,null,null,null,null,null,null,null,null,null,null,null,null,null,null,null,null,null,null,null,null,null,null,null,null,null,null,null,null,null,null,null,null,null,null,null,null,null,null,null,null,null,null,null,null,null,null,null,null,null,null,null,null,null,null,null,null,null,null,null,null,null,null,null,null,null,null,null,null,null,null,null,null,null,null,null,null,null,null,null,null,null,null,null,null,null,null,null,null,null,null,null,null,null,null,null,null,null,null,null,null,null,null,null,null,null,null,null,null,null,null,null,null,null,null,null,null,null,null,null,null,null,null,null,null,null,170]
[null,4,null,null,null,null,null,null,null,"",null,null,null,null,null,null,"",null,"",{"$f":"IF(ISERROR(S18),\"\",IF(S18=\"\",\"\",S18*'2_メイン'!$Z$19/1000))","v":""},{"$error":"#N/A"},{"$f":"IF(S18=\"\",\"\",S18*'2_メイン'!$Z$20)","v":""},1,2,3,null,null,null,null,null,null,null,null,null,null,null,null,null,null,null,null,null,null,null,null,null,null,null,null,null,null,null,null,null,null,null,null,null,null,null,null,null,null,null,null,null,null,null,null,null,null,null,null,null,null,null,null,null,null,null,null,null,null,null,null,null,null,null,null,null,null,null,null,null,null,null,null,null,null,null,null,null,null,null,null,null,null,null,null,null,null,null,null,null,null,null,null,null,null,null,null,null,null,null,null,null,null,null,null,null,null,null,null,null,null,null,null,null,null,null,null,null,null,null,null,null,null,null,null,null,null,null,null,null,null,null,200]
[null,5,null,null,null,null,null,null,null,"",null,null,null,null,null,null,"",null,"",{"$f":"IF(ISERROR(S19),\"\",IF(S19=\"\",\"\",S19*'2_メイン'!$Z$19/1000))","v":""},{"$error":"#N/A"},{"$f":"IF(S19=\"\",\"\",S19*'2_メイン'!$Z$20)","v":""},1,2,3,null,null,null,null,null,null,null,null,null,null,null,null,null,null,null,null,null,null,null,null,null,null,null,null,null,null,null,null,null,null,null,null,null,null,null,null,null,null,null,null,null,null,null,null,null,null,null,null,null,null,null,null,null,null,null,null,null,null,null,null,null,null,null,null,null,null,null,null,null,null,null,null,null,null,null,null,null,null,null,null,null,null,null,null,null,null,null,null,null,null,null,null,null,null,null,null,null,null,null,null,null,null,null,null,null,null,null,null,null,null,null,null,null,null,null,null,null,null,null,null,null,null,null,null,null,null,null,null,null,null,null,250]
[null,6,null,null,null,null,null,null,null,"",null,null,null,null,null,null,"",null,"",{"$f":"IF(ISERROR(S20),\"\",IF(S20=\"\",\"\",S20*'2_メイン'!$Z$19/1000))","v":""},{"$error":"#N/A"},{"$f":"IF(S20=\"\",\"\",S20*'2_メイン'!$Z$20)","v":""},1,2,3,null,null,null,null,null,null,null,null,null,null,null,null,null,null,null,null,null,null,null,null,null,null,null,null,null,null,null,null,null,null,null,null,null,null,null,null,null,null,null,null,null,null,null,null,null,null,null,null,null,null,null,null,null,null,null,null,null,null,null,null,null,null,null,null,null,null,null,null,null,null,null,null,null,null,null,null,null,null,null,null,null,null,null,null,null,null,null,null,null,null,null,null,null,null,null,null,null,null,null,null,null,null,null,null,null,null,null,null,null,null,null,null,null,null,null,null,null,null,null,null,null,null,null,null,null,null,null,null,null,null,null,300]
[null,7,null,null,null,null,null,null,null,"",null,null,null,null,null,null,"",null,"",{"$f":"IF(ISERROR(S21),\"\",IF(S21=\"\",\"\",S21*'2_メイン'!$Z$19/1000))","v":""},{"$error":"#N/A"},{"$f":"IF(S21=\"\",\"\",S21*'2_メイン'!$Z$20)","v":""},1,2,3,null,null,null,null,null,null,null,null,null,null,null,null,null,null,null,null,null,null,null,null,null,null,null,null,null,null,null,null,null,null,null,null,null,null,null,null,null,null,null,null,null,null,null,null,null,null,null,null,null,null,null,null,null,null,null,null,null,null,null,null,null,null,null,null,null,null,null,null,null,null,null,null,null,null,null,null,null,null,null,null,null,null,null,null,null,null,null,null,null,null,null,null,null,null,null,null,null,null,null,null,null,null,null,null,null,null,null,null,null,null,null,null,null,null,null,null,null,null,null,null,null,null,null,null,null,null,null,null,null,null,null,400]
[null,8,null,null,null,null,null,null,null,"",null,null,null,null,null,null,"",null,"",{"$f":"IF(ISERROR(S22),\"\",IF(S22=\"\",\"\",S22*'2_メイン'!$Z$19/1000))","v":""},{"$error":"#N/A"},{"$f":"IF(S22=\"\",\"\",S22*'2_メイン'!$Z$20)","v":""},1,2,3,null,null,null,null,null,null,null,null,null,null,null,null,null,null,null,null,null,null,null,null,null,null,null,null,null,null,null,null,null,null,null,null,null,null,null,null,null,null,null,null,null,null,null,null,null,null,null,null,null,null,null,null,null,null,null,null,null,null,null,null,null,null,null,null,null,null,null,null,null,null,null,null,null,null,null,null,null,null,null,null,null,null,null,null,null,null,null,null,null,null,null,null,null,null,null,null,null,null,null,null,null,null,null,null,null,null,null,null,null,null,null,null,null,null,null,null,null,null,null,null,null,null,null,null,null,null,null,null,null,null,null,500]
[null,9,null,null,null,null,null,null,null,"",null,null,null,null,null,null,"",null,"",{"$f":"IF(ISERROR(S23),\"\",IF(S23=\"\",\"\",S23*'2_メイン'!$Z$19/1000))","v":""},{"$error":"#N/A"},{"$f":"IF(S23=\"\",\"\",S23*'2_メイン'!$Z$20)","v":""},1,2,3,null,null,null,null,null,null,null,null,null,null,null,null,null,null,null,null,null,null,null,null,null,null,null,null,null,null,null,null,null,null,null,null,null,null,null,null,null,null,null,null,null,null,null,null,null,null,null,null,null,null,null,null,null,null,null,null,null,null,null,null,null,null,null,null,null,null,null,null,null,null,null,null,null,null,null,null,null,null,null,null,null,null,null,null,null,null,null,null,null,null,null,null,null,null,null,null,null,null,null,null,null,null,null,null,null,null,null,null,null,null,null,null,null,null,null,null,null,null,null,null,null,null,null,null,null,null,null,null,null,null,null,700]
[null,10,null,null,null,null,null,null,null,"",null,null,null,null,null,null,"",null,"",{"$f":"IF(ISERROR(S24),\"\",IF(S24=\"\",\"\",S24*'2_メイン'!$Z$19/1000))","v":""},{"$error":"#N/A"},{"$f":"IF(S24=\"\",\"\",S24*'2_メイン'!$Z$20)","v":""},1,2,3,null,null,null,null,null,null,null,null,null,null,null,null,null,null,null,null,null,null,null,null,null,null,null,null,null,null,null,null,null,null,null,null,null,null,null,null,null,null,null,null,null,null,null,null,null,null,null,null,null,null,null,null,null,null,null,null,null,null,null,null,null,null,null,null,null,null,null,null,null,null,null,null,null,null,null,null,null,null,null,null,null,null,null,null,null,null,null,null,null,null,null,null,null,null,null,null,null,null,null,null,null,null,null,null,null,null,null,null,null,null,null,null,null,null,null,null,null,null,null,null,null,null,null,null,null,null,null,null,null,null,null,1000]
[null,11,null,null,null,null,null,null,null,"",null,null,null,null,null,null,"",null,"",{"$f":"IF(ISERROR(S25),\"\",IF(S25=\"\",\"\",S25*'2_メイン'!$Z$19/1000))","v":""},{"$error":"#N/A"},{"$f":"IF(S25=\"\",\"\",S25*'2_メイン'!$Z$20)","v":""},1,2,3,null,null,null,null,null,null,null,null,null,null,null,null,null,null,null,null,null,null,null,null,null,null,null,null,null,null,null,null,null,null,null,null,null,null,null,null,null,null,null,null,null,null,null,null,null,null,null,null,null,null,null,null,null,null,null,null,null,null,null,null,null,null,null,null,null,null,null,null,null,null,null,null,null,null,null,null,null,null,null,null,null,null,null,null,null,null,null,null,null,null,null,null,null,null,null,null,null,null,null,null,null,null,null,null,null,null,null,null,null,null,null,null,null,null,null,null,null,null,null,null,null,null,null,null,null,null,null,null,null,null,null,1500]
[null,12,null,null,null,null,null,null,null,"",null,null,null,null,null,null,"",null,"",{"$f":"IF(ISERROR(S26),\"\",IF(S26=\"\",\"\",S26*'2_メイン'!$Z$19/1000))","v":""},{"$error":"#N/A"},{"$f":"IF(S26=\"\",\"\",S26*'2_メイン'!$Z$20)","v":""},1,2,3,null,null,null,null,null,null,null,null,null,null,null,null,null,null,null,null,null,null,null,null,null,null,null,null,null,null,null,null,null,null,null,null,null,null,null,null,null,null,null,null,null,null,null,null,null,null,null,null,null,null,null,null,null,null,null,null,null,null,null,null,null,null,null,null,null,null,null,null,null,null,null,null,null,null,null,null,null,null,null,null,null,null,null,null,null,null,null,null,null,null,null,null,null,null,null,null,null,null,null,null,null,null,null,null,null,null,null,null,null,null,null,null,null,null,null,null,null,null,null,null,null,null,null,null,null,null,null,null,null,null,null,2000]
[null,13,null,null,null,null,null,null,null,"",null,null,null,null,null,null,"",null,"",{"$f":"IF(ISERROR(S27),\"\",IF(S27=\"\",\"\",S27*'2_メイン'!$Z$19/1000))","v":""},{"$error":"#N/A"},{"$f":"IF(S27=\"\",\"\",S27*'2_メイン'!$Z$20)","v":""},1,2,3]
[null,14,null,null,null,null,null,null,null,"",null,null,null,null,null,null,"",null,"",{"$f":"IF(ISERROR(S28),\"\",IF(S28=\"\",\"\",S28*'2_メイン'!$Z$19/1000))","v":""},{"$error":"#N/A"},{"$f":"IF(S28=\"\",\"\",S28*'2_メイン'!$Z$20)","v":""},1,2,3]
[null,15,null,null,null,null,null,null,null,"",null,null,null,null,null,null,"",null,"",{"$f":"IF(ISERROR(S29),\"\",IF(S29=\"\",\"\",S29*'2_メイン'!$Z$19/1000))","v":""},{"$error":"#N/A"},{"$f":"IF(S29=\"\",\"\",S29*'2_メイン'!$Z$20)","v":""},1,2,3]
[null,16,null,null,null,null,null,null,null,"",null,null,null,null,null,null,"",null,"",{"$f":"IF(ISERROR(S30),\"\",IF(S30=\"\",\"\",S30*'2_メイン'!$Z$19/1000))","v":""},{"$error":"#N/A"},{"$f":"IF(S30=\"\",\"\",S30*'2_メイン'!$Z$20)","v":""},1,2,3]
[null,17,null,null,null,null,null,null,null,"",null,null,null,null,null,null,"",null,"",{"$f":"IF(ISERROR(S31),\"\",IF(S31=\"\",\"\",S31*'2_メイン'!$Z$19/1000))","v":""},{"$error":"#N/A"},{"$f":"IF(S31=\"\",\"\",S31*'2_メイン'!$Z$20)","v":""},1,2,3]
[null,18,null,null,null,null,null,null,null,"",null,null,null,null,null,null,"",null,"",{"$f":"IF(ISERROR(S32),\"\",IF(S32=\"\",\"\",S32*'2_メイン'!$Z$19/1000))","v":""},{"$error":"#N/A"},{"$f":"IF(S32=\"\",\"\",S32*'2_メイン'!$Z$20)","v":""},1,2,3]
[null,19,null,null,null,null,null,null,null,"",null,null,null,null,null,null,"",null,"",{"$f":"IF(ISERROR(S33),\"\",IF(S33=\"\",\"\",S33*'2_メイン'!$Z$19/1000))","v":""},{"$error":"#N/A"},{"$f":"IF(S33=\"\",\"\",S33*'2_メイン'!$Z$20)","v":""},1,2,3]
[null,20,null,null,null,null,null,null,null,"",null,null,null,null,null,null,"",null,"",{"$f":"IF(ISERROR(S34),\"\",IF(S34=\"\",\"\",S34*'2_メイン'!$Z$19/1000))","v":""},{"$error":"#N/A"},{"$f":"IF(S34=\"\",\"\",S34*'2_メイン'!$Z$20)","v":""},1,2,3]
[null,21,null,null,null,null,null,null,null,"",null,null,null,null,null,null,"",null,"",{"$f":"IF(ISERROR(S35),\"\",IF(S35=\"\",\"\",S35*'2_メイン'!$Z$19/1000))","v":""},{"$error":"#N/A"},{"$f":"IF(S35=\"\",\"\",S35*'2_メイン'!$Z$20)","v":""},1,2,3]
[null,22,null,null,null,null,null,null,null,"",null,null,null,null,null,null,"",null,"",{"$f":"IF(ISERROR(S36),\"\",IF(S36=\"\",\"\",S36*'2_メイン'!$Z$19/1000))","v":""},{"$error":"#N/A"},{"$f":"IF(S36=\"\",\"\",S36*'2_メイン'!$Z$20)","v":""},1,2,3]
[null,23,null,null,null,null,null,null,null,"",null,null,null,null,null,null,"",null,"",{"$f":"IF(ISERROR(S37),\"\",IF(S37=\"\",\"\",S37*'2_メイン'!$Z$19/1000))","v":""},{"$error":"#N/A"},{"$f":"IF(S37=\"\",\"\",S37*'2_メイン'!$Z$20)","v":""},1,2,3]
[null,24,null,null,null,null,null,null,null,"",null,null,null,null,null,null,"",null,"",{"$f":"IF(ISERROR(S38),\"\",IF(S38=\"\",\"\",S38*'2_メイン'!$Z$19/1000))","v":""},{"$error":"#N/A"},{"$f":"IF(S38=\"\",\"\",S38*'2_メイン'!$Z$20)","v":""},1,2,3]
[null,25,null,null,null,null,null,null,null,"",null,null,null,null,null,null,"",null,"",{"$f":"IF(ISERROR(S39),\"\",IF(S39=\"\",\"\",S39*'2_メイン'!$Z$19/1000))","v":""},{"$error":"#N/A"},{"$f":"IF(S39=\"\",\"\",S39*'2_メイン'!$Z$20)","v":""},1,2,3]
[null,26,null,null,null,null,null,null,null,"",null,null,null,null,null,null,"",null,"",{"$f":"IF(ISERROR(S40),\"\",IF(S40=\"\",\"\",S40*'2_メイン'!$Z$19/1000))","v":""},{"$error":"#N/A"},{"$f":"IF(S40=\"\",\"\",S40*'2_メイン'!$Z$20)","v":""},1,2,3]
[null,27,null,null,null,null,null,null,null,"",null,null,null,null,null,null,"",null,"",{"$f":"IF(ISERROR(S41),\"\",IF(S41=\"\",\"\",S41*'2_メイン'!$Z$19/1000))","v":""},{"$error":"#N/A"},{"$f":"IF(S41=\"\",\"\",S41*'2_メイン'!$Z$20)","v":""},1,2,3]
[null,28,null,null,null,null,null,null,null,"",null,null,null,null,null,null,"",null,"",{"$f":"IF(ISERROR(S42),\"\",IF(S42=\"\",\"\",S42*'2_メイン'!$Z$19/1000))","v":""},{"$error":"#N/A"},{"$f":"IF(S42=\"\",\"\",S42*'2_メイン'!$Z$20)","v":""},1,2,3]
[null,29,null,null,null,null,null,null,null,"",null,null,null,null,null,null,"",null,"",{"$f":"IF(ISERROR(S43),\"\",IF(S43=\"\",\"\",S43*'2_メイン'!$Z$19/1000))","v":""},{"$error":"#N/A"},{"$f":"IF(S43=\"\",\"\",S43*'2_メイン'!$Z$20)","v":""},1,2,3]
[null,30,null,null,null,null,null,null,null,"",null,null,null,null,null,null,"",null,"",{"$f":"IF(ISERROR(S44),\"\",IF(S44=\"\",\"\",S44*'2_メイン'!$Z$19/1000))","v":""},{"$error":"#N/A"},{"$f":"IF(S44=\"\",\"\",S44*'2_メイン'!$Z$20)","v":""},1,2,3]
[null,31,null,null,null,null,null,null,null,"",null,null,null,null,null,null,"",null,"",{"$f":"IF(ISERROR(S45),\"\",IF(S45=\"\",\"\",S45*'2_メイン'!$Z$19/1000))","v":""},{"$error":"#N/A"},{"$f":"IF(S45=\"\",\"\",S45*'2_メイン'!$Z$20)","v":""},1,2,3]
[null,32,null,null,null,null,null,null,null,"",null,null,null,null,null,null,"",null,"",{"$f":"IF(ISERROR(S46),\"\",IF(S46=\"\",\"\",S46*'2_メイン'!$Z$19/1000))","v":""},{"$error":"#N/A"},{"$f":"IF(S46=\"\",\"\",S46*'2_メイン'!$Z$20)","v":""},1,2,3]
[null,33,null,null,null,null,null,null,null,"",null,null,null,null,null,null,"",null,{"$f":"IF(L47=\"\",\"\",IF(K47=\"\",J47,K47)*IF(R47=\"\",Q47,R47)*L47*(1-SUMIF(M47:P47,\"○\",$V$12:$Y$12))/1000)","v":""},{"$f":"IF(ISERROR(S47),\"\",IF(S47=\"\",\"\",S47*'2_メイン'!$Z$19/1000))","v":""},{"$error":"#N/A"},{"$f":"IF(S47=\"\",\"\",S47*'2_メイン'!$Z$20)","v":""},1,2,3]
[null,34,null,null,null,null,null,null,null,"",null,null,null,null,null,null,"",null,"",{"$f":"IF(ISERROR(S48),\"\",IF(S48=\"\",\"\",S48*'2_メイン'!$Z$19/1000))","v":""},{"$error":"#N/A"},{"$f":"IF(S48=\"\",\"\",S48*'2_メイン'!$Z$20)","v":""},1,2,3]
[null,35,null,null,null,null,null,null,null,"",null,null,null,null,null,null,"",null,"",{"$f":"IF(ISERROR(S49),\"\",IF(S49=\"\",\"\",S49*'2_メイン'!$Z$19/1000))","v":""},{"$error":"#N/A"},{"$f":"IF(S49=\"\",\"\",S49*'2_メイン'!$Z$20)","v":""},1,2,3]
[null,36,null,null,null,null,null,null,null,"",null,null,null,null,null,null,"",null,"",{"$f":"IF(ISERROR(S50),\"\",IF(S50=\"\",\"\",S50*'2_メイン'!$Z$19/1000))","v":""},{"$error":"#N/A"},{"$f":"IF(S50=\"\",\"\",S50*'2_メイン'!$Z$20)","v":""},1,2,3]
[null,37,null,null,null,null,null,null,null,"",null,null,null,null,null,null,"",null,"",{"$f":"IF(ISERROR(S51),\"\",IF(S51=\"\",\"\",S51*'2_メイン'!$Z$19/1000))","v":""},{"$error":"#N/A"},{"$f":"IF(S51=\"\",\"\",S51*'2_メイン'!$Z$20)","v":""},1,2,3]
[null,38,null,null,null,null,null,null,null,"",null,null,null,null,null,null,"",null,"",{"$f":"IF(ISERROR(S52),\"\",IF(S52=\"\",\"\",S52*'2_メイン'!$Z$19/1000))","v":""},{"$error":"#N/A"},{"$f":"IF(S52=\"\",\"\",S52*'2_メイン'!$Z$20)","v":""},1,2,3]
[null,39,null,null,null,null,null,null,null,"",null,null,null,null,null,null,"",null,"",{"$f":"IF(ISERROR(S53),\"\",IF(S53=\"\",\"\",S53*'2_メイン'!$Z$19/1000))","v":""},{"$error":"#N/A"},{"$f":"IF(S53=\"\",\"\",S53*'2_メイン'!$Z$20)","v":""},1,2,3]
[null,40,null,null,null,null,null,null,null,"",null,null,null,null,null,null,"",null,"",{"$f":"IF(ISERROR(S54),\"\",IF(S54=\"\",\"\",S54*'2_メイン'!$Z$19/1000))","v":""},{"$error":"#N/A"},{"$f":"IF(S54=\"\",\"\",S54*'2_メイン'!$Z$20)","v":""},1,2,3]
[null,41,null,null,null,null,null,null,null,"",null,null,null,null,null,null,"",null,"",{"$f":"IF(ISERROR(S55),\"\",IF(S55=\"\",\"\",S55*'2_メイン'!$Z$19/1000))","v":""},{"$error":"#N/A"},{"$f":"IF(S55=\"\",\"\",S55*'2_メイン'!$Z$20)","v":""},1,2,3]
[null,42,null,null,null,null,null,null,null,"",null,null,null,null,null,null,"",null,"",{"$f":"IF(ISERROR(S56),\"\",IF(S56=\"\",\"\",S56*'2_メイン'!$Z$19/1000))","v":""},{"$error":"#N/A"},{"$f":"IF(S56=\"\",\"\",S56*'2_メイン'!$Z$20)","v":""},1,2,3]
[null,43,null,null,null,null,null,null,null,"",null,null,null,null,null,null,"",null,"",{"$f":"IF(ISERROR(S57),\"\",IF(S57=\"\",\"\",S57*'2_メイン'!$Z$19/1000))","v":""},{"$error":"#N/A"},{"$f":"IF(S57=\"\",\"\",S57*'2_メイン'!$Z$20)","v":""},1,2,3]
[null,44,null,null,null,null,null,null,null,"",null,null,null,null,null,null,"",null,"",{"$f":"IF(ISERROR(S58),\"\",IF(S58=\"\",\"\",S58*'2_メイン'!$Z$19/1000))","v":""},{"$error":"#N/A"},{"$f":"IF(S58=\"\",\"\",S58*'2_メイン'!$Z$20)","v":""},1,2,3]
[null,45,null,null,null,null,null,null,null,"",null,null,null,null,null,null,"",null,"",{"$f":"IF(ISERROR(S59),\"\",IF(S59=\"\",\"\",S59*'2_メイン'!$Z$19/1000))","v":""},{"$error":"#N/A"},{"$f":"IF(S59=\"\",\"\",S59*'2_メイン'!$Z$20)","v":""},1,2,3]
[null,46,null,null,null,null,null,null,null,"",null,null,null,null,null,null,"",null,"",{"$f":"IF(ISERROR(S60),\"\",IF(S60=\"\",\"\",S60*'2_メイン'!$Z$19/1000))","v":""},{"$error":"#N/A"},{"$f":"IF(S60=\"\",\"\",S60*'2_メイン'!$Z$20)","v":""},1,2,3]
[null,47,null,null,null,null,null,null,null,"",null,null,null,null,null,null,"",null,"",{"$f":"IF(ISERROR(S61),\"\",IF(S61=\"\",\"\",S61*'2_メイン'!$Z$19/1000))","v":""},{"$error":"#N/A"},{"$f":"IF(S61=\"\",\"\",S61*'2_メイン'!$Z$20)","v":""},1,2,3]
[null,48,null,null,null,null,null,null,null,"",null,null,null,null,null,null,"",null,"",{"$f":"IF(ISERROR(S62),\"\",IF(S62=\"\",\"\",S62*'2_メイン'!$Z$19/1000))","v":""},{"$error":"#N/A"},{"$f":"IF(S62=\"\",\"\",S62*'2_メイン'!$Z$20)","v":""},1,2,3]
[null,49,null,null,null,null,null,null,null,"",null,null,null,null,null,null,"",null,"",{"$f":"IF(ISERROR(S63),\"\",IF(S63=\"\",\"\",S63*'2_メイン'!$Z$19/1000))","v":""},{"$error":"#N/A"},{"$f":"IF(S63=\"\",\"\",S63*'2_メイン'!$Z$20)","v":""},1,2,3]
[null,50,null,null,null,null,null,null,null,"",null,null,null,null,null,null,"",null,"",{"$f":"IF(ISERROR(S64),\"\",IF(S64=\"\",\"\",S64*'2_メイン'!$Z$19/1000))","v":""},{"$error":"#N/A"},{"$f":"IF(S64=\"\",\"\",S64*'2_メイン'!$Z$20)","v":""},1,2,3]
[null,51,null,null,null,null,null,null,null,"",null,null,null,null,null,null,"",null,"",{"$f":"IF(ISERROR(S65),\"\",IF(S65=\"\",\"\",S65*'2_メイン'!$Z$19/1000))","v":""},{"$error":"#N/A"},{"$f":"IF(S65=\"\",\"\",S65*'2_メイン'!$Z$20)","v":""},1,2,3]
[null,52,null,null,null,null,null,null,null,"",null,null,null,null,null,null,"",null,"",{"$f":"IF(ISERROR(S66),\"\",IF(S66=\"\",\"\",S66*'2_メイン'!$Z$19/1000))","v":""},{"$error":"#N/A"},{"$f":"IF(S66=\"\",\"\",S66*'2_メイン'!$Z$20)","v":""},1,2,3]
[null,53,null,null,null,null,null,null,null,"",null,null,null,null,null,null,"",null,"",{"$f":"IF(ISERROR(S67),\"\",IF(S67=\"\",\"\",S67*'2_メイン'!$Z$19/1000))","v":""},{"$error":"#N/A"},{"$f":"IF(S67=\"\",\"\",S67*'2_メイン'!$Z$20)","v":""},1,2,3]
[null,54,null,null,null,null,null,null,null,"",null,null,null,null,null,null,"",null,"",{"$f":"IF(ISERROR(S68),\"\",IF(S68=\"\",\"\",S68*'2_メイン'!$Z$19/1000))","v":""},{"$error":"#N/A"},{"$f":"IF(S68=\"\",\"\",S68*'2_メイン'!$Z$20)","v":""},1,2,3]
[null,55,null,null,null,null,null,null,null,"",null,null,null,null,null,null,"",null,"",{"$f":"IF(ISERROR(S69),\"\",IF(S69=\"\",\"\",S69*'2_メイン'!$Z$19/1000))","v":""},{"$error":"#N/A"},{"$f":"IF(S69=\"\",\"\",S69*'2_メイン'!$Z$20)","v":""},1,2,3]
[null,56,null,null,null,null,null,null,null,"",null,null,null,null,null,null,"",null,"",{"$f":"IF(ISERROR(S70),\"\",IF(S70=\"\",\"\",S70*'2_メイン'!$Z$19/1000))","v":""},{"$error":"#N/A"},{"$f":"IF(S70=\"\",\"\",S70*'2_メイン'!$Z$20)","v":""},1,2,3]
[null,57,null,null,null,null,null,null,null,"",null,null,null,null,null,null,"",null,"",{"$f":"IF(ISERROR(S71),\"\",IF(S71=\"\",\"\",S71*'2_メイン'!$Z$19/1000))","v":""},{"$error":"#N/A"},{"$f":"IF(S71=\"\",\"\",S71*'2_メイン'!$Z$20)","v":""},1,2,3]
[null,58,null,null,null,null,null,null,null,"",null,null,null,null,null,null,"",null,"",{"$f":"IF(ISERROR(S72),\"\",IF(S72=\"\",\"\",S72*'2_メイン'!$Z$19/1000))","v":""},{"$error":"#N/A"},{"$f":"IF(S72=\"\",\"\",S72*'2_メイン'!$Z$20)","v":""},1,2,3]
[null,59,null,null,null,null,null,null,null,"",null,null,null,null,null,null,"",null,"",{"$f":"IF(ISERROR(S73),\"\",IF(S73=\"\",\"\",S73*'2_メイン'!$Z$19/1000))","v":""},{"$error":"#N/A"},{"$f":"IF(S73=\"\",\"\",S73*'2_メイン'!$Z$20)","v":""},1,2,3]
[null,60,null,null,null,null,null,null,null,"",null,null,null,null,null,null,"",null,"",{"$f":"IF(ISERROR(S74),\"\",IF(S74=\"\",\"\",S74*'2_メイン'!$Z$19/1000))","v":""},{"$error":"#N/A"},{"$f":"IF(S74=\"\",\"\",S74*'2_メイン'!$Z$20)","v":""},1,2,3]
[null,61,null,null,null,null,null,null,null,"",null,null,null,null,null,null,"",null,"",{"$f":"IF(ISERROR(S75),\"\",IF(S75=\"\",\"\",S75*'2_メイン'!$Z$19/1000))","v":""},{"$error":"#N/A"},{"$f":"IF(S75=\"\",\"\",S75*'2_メイン'!$Z$20)","v":""},1,2,3]
[null,62,null,null,null,null,null,null,null,"",null,null,null,null,null,null,"",null,"",{"$f":"IF(ISERROR(S76),\"\",IF(S76=\"\",\"\",S76*'2_メイン'!$Z$19/1000))","v":""},{"$error":"#N/A"},{"$f":"IF(S76=\"\",\"\",S76*'2_メイン'!$Z$20)","v":""},1,2,3]
[null,63,null,null,null,null,null,null,null,"",null,null,null,null,null,null,"",null,"",{"$f":"IF(ISERROR(S77),\"\",IF(S77=\"\",\"\",S77*'2_メイン'!$Z$19/1000))","v":""},{"$error":"#N/A"},{"$f":"IF(S77=\"\",\"\",S77*'2_メイン'!$Z$20)","v":""},1,2,3]
[null,64,null,null,null,null,null,null,null,"",null,null,null,null,null,null,"",null,"",{"$f":"IF(ISERROR(S78),\"\",IF(S78=\"\",\"\",S78*'2_メイン'!$Z$19/1000))","v":""},{"$error":"#N/A"},{"$f":"IF(S78=\"\",\"\",S78*'2_メイン'!$Z$20)","v":""},1,2,3]
[null,65,null,null,null,null,null,null,null,"",null,null,null,null,null,null,"",null,{"$f":"IF(L79=\"\",\"\",IF(K79=\"\",J79,K79)*IF(R79=\"\",Q79,R79)*L79*(1-SUMIF(M79:P79,\"○\",$V$12:$Y$12))/1000)","v":""},{"$f":"IF(ISERROR(S79),\"\",IF(S79=\"\",\"\",S79*'2_メイン'!$Z$19/1000))","v":""},{"$error":"#N/A"},{"$f":"IF(S79=\"\",\"\",S79*'2_メイン'!$Z$20)","v":""},1,2,3]
[null,66,null,null,null,null,null,null,null,{"$f":"IF(COUNTIF($V$5:$EN$6,G80&H80&I80)=0,\"\",HLOOKUP(G80&H80&I80,$V$5:$EN$6,2,FALSE))","v":""},null,null,null,null,null,null,{"$f":"IF(OR(D80=\"\",L80=\"\"),\"\",HLOOKUP(D80,$V$2:$AR$3,2,FALSE))","v":""},null,"",{"$f":"IF(ISERROR(S80),\"\",IF(S80=\"\",\"\",S80*'2_メイン'!$Z$19/1000))","v":""},{"$f":"HLOOKUP(G80,$EP$1:$FE$2,2,FALSE)","v":{"$error":"#N/A"}},{"$f":"IF(S80=\"\",\"\",S80*'2_メイン'!$Z$20)","v":""},{"$f":"IF(OR(G80=$AA$8,G80=$AB$8),\"\",1)","v":1},{"$f":"IF(OR(G80=$AA$8,G80=$AB$8),\"\",2)","v":2},{"$f":"IF(OR(G80=$AA$8,G80=$AB$8),\"\",3)","v":3}]
[null,67,null,null,null,null,null,null,null,"",null,null,null,null,null,null,"",null,"",{"$f":"IF(ISERROR(S81),\"\",IF(S81=\"\",\"\",S81*'2_メイン'!$Z$19/1000))","v":""},{"$error":"#N/A"},{"$f":"IF(S81=\"\",\"\",S81*'2_メイン'!$Z$20)","v":""},1,2,3]
[null,68,null,null,null,null,null,null,null,"",null,null,null,null,null,null,"",null,"",{"$f":"IF(ISERROR(S82),\"\",IF(S82=\"\",\"\",S82*'2_メイン'!$Z$19/1000))","v":""},{"$error":"#N/A"},{"$f":"IF(S82=\"\",\"\",S82*'2_メイン'!$Z$20)","v":""},1,2,3]
[null,69,null,null,null,null,null,null,null,"",null,null,null,null,null,null,"",null,"",{"$f":"IF(ISERROR(S83),\"\",IF(S83=\"\",\"\",S83*'2_メイン'!$Z$19/1000))","v":""},{"$error":"#N/A"},{"$f":"IF(S83=\"\",\"\",S83*'2_メイン'!$Z$20)","v":""},1,2,3]
[null,70,null,null,null,null,null,null,null,"",null,null,null,null,null,null,"",null,"",{"$f":"IF(ISERROR(S84),\"\",IF(S84=\"\",\"\",S84*'2_メイン'!$Z$19/1000))","v":""},{"$error":"#N/A"},{"$f":"IF(S84=\"\",\"\",S84*'2_メイン'!$Z$20)","v":""},1,2,3]
[null,71,null,null,null,null,null,null,null,"",null,null,null,null,null,null,"",null,"",{"$f":"IF(ISERROR(S85),\"\",IF(S85=\"\",\"\",S85*'2_メイン'!$Z$19/1000))","v":""},{"$error":"#N/A"},{"$f":"IF(S85=\"\",\"\",S85*'2_メイン'!$Z$20)","v":""},1,2,3]
[null,72,null,null,null,null,null,null,null,"",null,null,null,null,null,null,"",null,"",{"$f":"IF(ISERROR(S86),\"\",IF(S86=\"\",\"\",S86*'2_メイン'!$Z$19/1000))","v":""},{"$error":"#N/A"},{"$f":"IF(S86=\"\",\"\",S86*'2_メイン'!$Z$20)","v":""},1,2,3]
[null,73,null,null,null,null,null,null,null,"",null,null,null,null,null,null,"",null,"",{"$f":"IF(ISERROR(S87),\"\",IF(S87=\"\",\"\",S87*'2_メイン'!$Z$19/1000))","v":""},{"$error":"#N/A"},{"$f":"IF(S87=\"\",\"\",S87*'2_メイン'!$Z$20)","v":""},1,2,3]
[null,74,null,null,null,null,null,null,null,"",null,null,null,null,null,null,"",null,"",{"$f":"IF(ISERROR(S88),\"\",IF(S88=\"\",\"\",S88*'2_メイン'!$Z$19/1000))","v":""},{"$error":"#N/A"},{"$f":"IF(S88=\"\",\"\",S88*'2_メイン'!$Z$20)","v":""},1,2,3]
[null,75,null,null,null,null,null,null,null,"",null,null,null,null,null,null,"",null,"",{"$f":"IF(ISERROR(S89),\"\",IF(S89=\"\",\"\",S89*'2_メイン'!$Z$19/1000))","v":""},{"$error":"#N/A"},{"$f":"IF(S89=\"\",\"\",S89*'2_メイン'!$Z$20)","v":""},1,2,3]
[null,76,null,null,null,null,null,null,null,"",null,null,null,null,null,null,"",null,"",{"$f":"IF(ISERROR(S90),\"\",IF(S90=\"\",\"\",S90*'2_メイン'!$Z$19/1000))","v":""},{"$error":"#N/A"},{"$f":"IF(S90=\"\",\"\",S90*'2_メイン'!$Z$20)","v":""},1,2,3]
[null,77,null,null,null,null,null,null,null,"",null,null,null,null,null,null,"",null,"",{"$f":"IF(ISERROR(S91),\"\",IF(S91=\"\",\"\",S91*'2_メイン'!$Z$19/1000))","v":""},{"$error":"#N/A"},{"$f":"IF(S91=\"\",\"\",S91*'2_メイン'!$Z$20)","v":""},1,2,3]
[null,78,null,null,null,null,null,null,null,"",null,null,null,null,null,null,"",null,"",{"$f":"IF(ISERROR(S92),\"\",IF(S92=\"\",\"\",S92*'2_メイン'!$Z$19/1000))","v":""},{"$error":"#N/A"},{"$f":"IF(S92=\"\",\"\",S92*'2_メイン'!$Z$20)","v":""},1,2,3]
[null,79,null,null,null,null,null,null,null,"",null,null,null,null,null,null,"",null,"",{"$f":"IF(ISERROR(S93),\"\",IF(S93=\"\",\"\",S93*'2_メイン'!$Z$19/1000))","v":""},{"$error":"#N/A"},{"$f":"IF(S93=\"\",\"\",S93*'2_メイン'!$Z$20)","v":""},1,2,3]
[null,80,null,null,null,null,null,null,null,"",null,null,null,null,null,null,"",null,"",{"$f":"IF(ISERROR(S94),\"\",IF(S94=\"\",\"\",S94*'2_メイン'!$Z$19/1000))","v":""},{"$error":"#N/A"},{"$f":"IF(S94=\"\",\"\",S94*'2_メイン'!$Z$20)","v":""},1,2,3]
[null,81,null,null,null,null,null,null,null,"",null,null,null,null,null,null,"",null,"",{"$f":"IF(ISERROR(S95),\"\",IF(S95=\"\",\"\",S95*'2_メイン'!$Z$19/1000))","v":""},{"$error":"#N/A"},{"$f":"IF(S95=\"\",\"\",S95*'2_メイン'!$Z$20)","v":""},1,2,3]
[null,82,null,null,null,null,null,null,null,"",null,null,null,null,null,null,"",null,"",{"$f":"IF(ISERROR(S96),\"\",IF(S96=\"\",\"\",S96*'2_メイン'!$Z$19/1000))","v":""},{"$error":"#N/A"},{"$f":"IF(S96=\"\",\"\",S96*'2_メイン'!$Z$20)","v":""},1,2,3]
[null,83,null,null,null,null,null,null,null,"",null,null,null,null,null,null,"",null,"",{"$f":"IF(ISERROR(S97),\"\",IF(S97=\"\",\"\",S97*'2_メイン'!$Z$19/1000))","v":""},{"$error":"#N/A"},{"$f":"IF(S97=\"\",\"\",S97*'2_メイン'!$Z$20)","v":""},1,2,3]
[null,84,null,null,null,null,null,null,null,"",null,null,null,null,null,null,"",null,"",{"$f":"IF(ISERROR(S98),\"\",IF(S98=\"\",\"\",S98*'2_メイン'!$Z$19/1000))","v":""},{"$error":"#N/A"},{"$f":"IF(S98=\"\",\"\",S98*'2_メイン'!$Z$20)","v":""},1,2,3]
[null,85,null,null,null,null,null,null,null,"",null,null,null,null,null,null,"",null,"",{"$f":"IF(ISERROR(S99),\"\",IF(S99=\"\",\"\",S99*'2_メイン'!$Z$19/1000))","v":""},{"$error":"#N/A"},{"$f":"IF(S99=\"\",\"\",S99*'2_メイン'!$Z$20)","v":""},1,2,3]
[null,86,null,null,null,null,null,null,null,"",null,null,null,null,null,null,"",null,"",{"$f":"IF(ISERROR(S100),\"\",IF(S100=\"\",\"\",S100*'2_メイン'!$Z$19/1000))","v":""},{"$error":"#N/A"},{"$f":"IF(S100=\"\",\"\",S100*'2_メイン'!$Z$20)","v":""},1,2,3]
[null,87,null,null,null,null,null,null,null,"",null,null,null,null,null,null,"",null,"",{"$f":"IF(ISERROR(S101),\"\",IF(S101=\"\",\"\",S101*'2_メイン'!$Z$19/1000))","v":""},{"$error":"#N/A"},{"$f":"IF(S101=\"\",\"\",S101*'2_メイン'!$Z$20)","v":""},1,2,3]
[null,88,null,null,null,null,null,null,null,"",null,null,null,null,null,null,"",null,"",{"$f":"IF(ISERROR(S102),\"\",IF(S102=\"\",\"\",S102*'2_メイン'!$Z$19/1000))","v":""},{"$error":"#N/A"},{"$f":"IF(S102=\"\",\"\",S102*'2_メイン'!$Z$20)","v":""},1,2,3]
[null,89,null,null,null,null,null,null,null,"",null,null,null,null,null,null,"",null,"",{"$f":"IF(ISERROR(S103),\"\",IF(S103=\"\",\"\",S103*'2_メイン'!$Z$19/1000))","v":""},{"$error":"#N/A"},{"$f":"IF(S103=\"\",\"\",S103*'2_メイン'!$Z$20)","v":""},1,2,3]
[null,90,null,null,null,null,null,null,null,"",null,null,null,null,null,null,"",null,"",{"$f":"IF(ISERROR(S104),\"\",IF(S104=\"\",\"\",S104*'2_メイン'!$Z$19/1000))","v":""},{"$error":"#N/A"},{"$f":"IF(S104=\"\",\"\",S104*'2_メイン'!$Z$20)","v":""},1,2,3]
[null,91,null,null,null,null,null,null,null,"",null,null,null,null,null,null,"",null,"",{"$f":"IF(ISERROR(S105),\"\",IF(S105=\"\",\"\",S105*'2_メイン'!$Z$19/1000))","v":""},{"$error":"#N/A"},{"$f":"IF(S105=\"\",\"\",S105*'2_メイン'!$Z$20)","v":""},1,2,3]
[null,92,null,null,null,null,null,null,null,"",null,null,null,null,null,null,"",null,"",{"$f":"IF(ISERROR(S106),\"\",IF(S106=\"\",\"\",S106*'2_メイン'!$Z$19/1000))","v":""},{"$error":"#N/A"},{"$f":"IF(S106=\"\",\"\",S106*'2_メイン'!$Z$20)","v":""},1,2,3]
[null,93,null,null,null,null,null,null,null,"",null,null,null,null,null,null,"",null,"",{"$f":"IF(ISERROR(S107),\"\",IF(S107=\"\",\"\",S107*'2_メイン'!$Z$19/1000))","v":""},{"$error":"#N/A"},{"$f":"IF(S107=\"\",\"\",S107*'2_メイン'!$Z$20)","v":""},1,2,3]
[null,94,null,null,null,null,null,null,null,"",null,null,null,null,null,null,"",null,"",{"$f":"IF(ISERROR(S108),\"\",IF(S108=\"\",\"\",S108*'2_メイン'!$Z$19/1000))","v":""},{"$error":"#N/A"},{"$f":"IF(S108=\"\",\"\",S108*'2_メイン'!$Z$20)","v":""},1,2,3]
[null,95,null,null,null,null,null,null,null,"",null,null,null,null,null,null,"",null,"",{"$f":"IF(ISERROR(S109),\"\",IF(S109=\"\",\"\",S109*'2_メイン'!$Z$19/1000))","v":""},{"$error":"#N/A"},{"$f":"IF(S109=\"\",\"\",S109*'2_メイン'!$Z$20)","v":""},1,2,3]
[null,96,null,null,null,null,null,null,null,"",null,null,null,null,null,null,"",null,"",{"$f":"IF(ISERROR(S110),\"\",IF(S110=\"\",\"\",S110*'2_メイン'!$Z$19/1000))","v":""},{"$error":"#N/A"},{"$f":"IF(S110=\"\",\"\",S110*'2_メイン'!$Z$20)","v":""},1,2,3]
[null,97,null,null,null,null,null,null,null,"",null,null,null,null,null,null,"",null,{"$f":"IF(L111=\"\",\"\",IF(K111=\"\",J111,K111)*IF(R111=\"\",Q111,R111)*L111*(1-SUMIF(M111:P111,\"○\",$V$12:$Y$12))/1000)","v":""},{"$f":"IF(ISERROR(S111),\"\",IF(S111=\"\",\"\",S111*'2_メイン'!$Z$19/1000))","v":""},{"$error":"#N/A"},{"$f":"IF(S111=\"\",\"\",S111*'2_メイン'!$Z$20)","v":""},1,2,3]
[null,98,null,null,null,null,null,null,null,"",null,null,null,null,null,null,"",null,"",{"$f":"IF(ISERROR(S112),\"\",IF(S112=\"\",\"\",S112*'2_メイン'!$Z$19/1000))","v":""},{"$error":"#N/A"},{"$f":"IF(S112=\"\",\"\",S112*'2_メイン'!$Z$20)","v":""},1,2,3]
[null,99,null,null,null,null,null,null,null,"",null,null,null,null,null,null,"",null,"",{"$f":"IF(ISERROR(S113),\"\",IF(S113=\"\",\"\",S113*'2_メイン'!$Z$19/1000))","v":""},{"$error":"#N/A"},{"$f":"IF(S113=\"\",\"\",S113*'2_メイン'!$Z$20)","v":""},1,2,3]
[null,100,null,null,null,null,null,null,null,"",null,null,null,null,null,null,"",null,"",{"$f":"IF(ISERROR(S114),\"\",IF(S114=\"\",\"\",S114*'2_メイン'!$Z$19/1000))","v":""},{"$error":"#N/A"},{"$f":"IF(S114=\"\",\"\",S114*'2_メイン'!$Z$20)","v":""},1,2,3]
[null,101,null,null,null,null,null,null,null,"",null,null,null,null,null,null,"",null,"",{"$f":"IF(ISERROR(S115),\"\",IF(S115=\"\",\"\",S115*'2_メイン'!$Z$19/1000))","v":""},{"$error":"#N/A"},{"$f":"IF(S115=\"\",\"\",S115*'2_メイン'!$Z$20)","v":""},1,2,3]
[null,102,null,null,null,null,null,null,null,"",null,null,null,null,null,null,"",null,"",{"$f":"IF(ISERROR(S116),\"\",IF(S116=\"\",\"\",S116*'2_メイン'!$Z$19/1000))","v":""},{"$error":"#N/A"},{"$f":"IF(S116=\"\",\"\",S116*'2_メイン'!$Z$20)","v":""},1,2,3]
[null,103,null,null,null,null,null,null,null,"",null,null,null,null,null,null,"",null,"",{"$f":"IF(ISERROR(S117),\"\",IF(S117=\"\",\"\",S117*'2_メイン'!$Z$19/1000))","v":""},{"$error":"#N/A"},{"$f":"IF(S117=\"\",\"\",S117*'2_メイン'!$Z$20)","v":""},1,2,3]
[null,104,null,null,null,null,null,null,null,"",null,null,null,null,null,null,"",null,"",{"$f":"IF(ISERROR(S118),\"\",IF(S118=\"\",\"\",S118*'2_メイン'!$Z$19/1000))","v":""},{"$error":"#N/A"},{"$f":"IF(S118=\"\",\"\",S118*'2_メイン'!$Z$20)","v":""},1,2,3]
[null,105,null,null,null,null,null,null,null,"",null,null,null,null,null,null,"",null,"",{"$f":"IF(ISERROR(S119),\"\",IF(S119=\"\",\"\",S119*'2_メイン'!$Z$19/1000))","v":""},{"$error":"#N/A"},{"$f":"IF(S119=\"\",\"\",S119*'2_メイン'!$Z$20)","v":""},1,2,3]
[null,106,null,null,null,null,null,null,null,"",null,null,null,null,null,null,"",null,"",{"$f":"IF(ISERROR(S120),\"\",IF(S120=\"\",\"\",S120*'2_メイン'!$Z$19/1000))","v":""},{"$error":"#N/A"},{"$f":"IF(S120=\"\",\"\",S120*'2_メイン'!$Z$20)","v":""},1,2,3]
[null,107,null,null,null,null,null,null,null,"",null,null,null,null,null,null,"",null,"",{"$f":"IF(ISERROR(S121),\"\",IF(S121=\"\",\"\",S121*'2_メイン'!$Z$19/1000))","v":""},{"$error":"#N/A"},{"$f":"IF(S121=\"\",\"\",S121*'2_メイン'!$Z$20)","v":""},1,2,3]
[null,108,null,null,null,null,null,null,null,"",null,null,null,null,null,null,"",null,"",{"$f":"IF(ISERROR(S122),\"\",IF(S122=\"\",\"\",S122*'2_メイン'!$Z$19/1000))","v":""},{"$error":"#N/A"},{"$f":"IF(S122=\"\",\"\",S122*'2_メイン'!$Z$20)","v":""},1,2,3]
[null,109,null,null,null,null,null,null,null,"",null,null,null,null,null,null,"",null,"",{"$f":"IF(ISERROR(S123),\"\",IF(S123=\"\",\"\",S123*'2_メイン'!$Z$19/1000))","v":""},{"$error":"#N/A"},{"$f":"IF(S123=\"\",\"\",S123*'2_メイン'!$Z$20)","v":""},1,2,3]
[null,110,null,null,null,null,null,null,null,"",null,null,null,null,null,null,"",null,"",{"$f":"IF(ISERROR(S124),\"\",IF(S124=\"\",\"\",S124*'2_メイン'!$Z$19/1000))","v":""},{"$error":"#N/A"},{"$f":"IF(S124=\"\",\"\",S124*'2_メイン'!$Z$20)","v":""},1,2,3]
[null,111,null,null,null,null,null,null,null,"",null,null,null,null,null,null,"",null,"",{"$f":"IF(ISERROR(S125),\"\",IF(S125=\"\",\"\",S125*'2_メイン'!$Z$19/1000))","v":""},{"$error":"#N/A"},{"$f":"IF(S125=\"\",\"\",S125*'2_メイン'!$Z$20)","v":""},1,2,3]
[null,112,null,null,null,null,null,null,null,"",null,null,null,null,null,null,"",null,"",{"$f":"IF(ISERROR(S126),\"\",IF(S126=\"\",\"\",S126*'2_メイン'!$Z$19/1000))","v":""},{"$error":"#N/A"},{"$f":"IF(S126=\"\",\"\",S126*'2_メイン'!$Z$20)","v":""},1,2,3]
[null,113,null,null,null,null,null,null,null,"",null,null,null,null,null,null,"",null,"",{"$f":"IF(ISERROR(S127),\"\",IF(S127=\"\",\"\",S127*'2_メイン'!$Z$19/1000))","v":""},{"$error":"#N/A"},{"$f":"IF(S127=\"\",\"\",S127*'2_メイン'!$Z$20)","v":""},1,2,3]
[null,114,null,null,null,null,null,null,null,"",null,null,null,null,null,null,"",null,"",{"$f":"IF(ISERROR(S128),\"\",IF(S128=\"\",\"\",S128*'2_メイン'!$Z$19/1000))","v":""},{"$error":"#N/A"},{"$f":"IF(S128=\"\",\"\",S128*'2_メイン'!$Z$20)","v":""},1,2,3]
[null,115,null,null,null,null,null,null,null,"",null,null,null,null,null,null,"",null,"",{"$f":"IF(ISERROR(S129),\"\",IF(S129=\"\",\"\",S129*'2_メイン'!$Z$19/1000))","v":""},{"$error":"#N/A"},{"$f":"IF(S129=\"\",\"\",S129*'2_メイン'!$Z$20)","v":""},1,2,3]
[null,116,null,null,null,null,null,null,null,"",null,null,null,null,null,null,"",null,"",{"$f":"IF(ISERROR(S130),\"\",IF(S130=\"\",\"\",S130*'2_メイン'!$Z$19/1000))","v":""},{"$error":"#N/A"},{"$f":"IF(S130=\"\",\"\",S130*'2_メイン'!$Z$20)","v":""},1,2,3]
[null,117,null,null,null,null,null,null,null,"",null,null,null,null,null,null,"",null,"",{"$f":"IF(ISERROR(S131),\"\",IF(S131=\"\",\"\",S131*'2_メイン'!$Z$19/1000))","v":""},{"$error":"#N/A"},{"$f":"IF(S131=\"\",\"\",S131*'2_メイン'!$Z$20)","v":""},1,2,3]
[null,118,null,null,null,null,null,null,null,"",null,null,null,null,null,null,"",null,"",{"$f":"IF(ISERROR(S132),\"\",IF(S132=\"\",\"\",S132*'2_メイン'!$Z$19/1000))","v":""},{"$error":"#N/A"},{"$f":"IF(S132=\"\",\"\",S132*'2_メイン'!$Z$20)","v":""},1,2,3]
[null,119,null,null,null,null,null,null,null,"",null,null,null,null,null,null,"",null,"",{"$f":"IF(ISERROR(S133),\"\",IF(S133=\"\",\"\",S133*'2_メイン'!$Z$19/1000))","v":""},{"$error":"#N/A"},{"$f":"IF(S133=\"\",\"\",S133*'2_メイン'!$Z$20)","v":""},1,2,3]
[null,120,null,null,null,null,null,null,null,"",null,null,null,null,null,null,"",null,"",{"$f":"IF(ISERROR(S134),\"\",IF(S134=\"\",\"\",S134*'2_メイン'!$Z$19/1000))","v":""},{"$error":"#N/A"},{"$f":"IF(S134=\"\",\"\",S134*'2_メイン'!$Z$20)","v":""},1,2,3]
[null,121,null,null,null,null,null,null,null,"",null,null,null,null,null,null,"",null,"",{"$f":"IF(ISERROR(S135),\"\",IF(S135=\"\",\"\",S135*'2_メイン'!$Z$19/1000))","v":""},{"$error":"#N/A"},{"$f":"IF(S135=\"\",\"\",S135*'2_メイン'!$Z$20)","v":""},1,2,3]
[null,122,null,null,null,null,null,null,null,"",null,null,null,null,null,null,"",null,"",{"$f":"IF(ISERROR(S136),\"\",IF(S136=\"\",\"\",S136*'2_メイン'!$Z$19/1000))","v":""},{"$error":"#N/A"},{"$f":"IF(S136=\"\",\"\",S136*'2_メイン'!$Z$20)","v":""},1,2,3]
[null,123,null,null,null,null,null,null,null,"",null,null,null,null,null,null,"",null,"",{"$f":"IF(ISERROR(S137),\"\",IF(S137=\"\",\"\",S137*'2_メイン'!$Z$19/1000))","v":""},{"$error":"#N/A"},{"$f":"IF(S137=\"\",\"\",S137*'2_メイン'!$Z$20)","v":""},1,2,3]
[null,124,null,null,null,null,null,null,null,"",null,null,null,null,null,null,"",null,"",{"$f":"IF(ISERROR(S138),\"\",IF(S138=\"\",\"\",S138*'2_メイン'!$Z$19/1000))","v":""},{"$error":"#N/A"},{"$f":"IF(S138=\"\",\"\",S138*'2_メイン'!$Z$20)","v":""},1,2,3]
[null,125,null,null,null,null,null,null,null,"",null,null,null,null,null,null,"",null,"",{"$f":"IF(ISERROR(S139),\"\",IF(S139=\"\",\"\",S139*'2_メイン'!$Z$19/1000))","v":""},{"$error":"#N/A"},{"$f":"IF(S139=\"\",\"\",S139*'2_メイン'!$Z$20)","v":""},1,2,3]
[null,126,null,null,null,null,null,null,null,"",null,null,null,null,null,null,"",null,"",{"$f":"IF(ISERROR(S140),\"\",IF(S140=\"\",\"\",S140*'2_メイン'!$Z$19/1000))","v":""},{"$error":"#N/A"},{"$f":"IF(S140=\"\",\"\",S140*'2_メイン'!$Z$20)","v":""},1,2,3]
[null,127,null,null,null,null,null,null,null,"",null,null,null,null,null,null,"",null,"",{"$f":"IF(ISERROR(S141),\"\",IF(S141=\"\",\"\",S141*'2_メイン'!$Z$19/1000))","v":""},{"$error":"#N/A"},{"$f":"IF(S141=\"\",\"\",S141*'2_メイン'!$Z$20)","v":""},1,2,3]
[null,128,null,null,null,null,null,null,null,"",null,null,null,null,null,null,"",null,"",{"$f":"IF(ISERROR(S142),\"\",IF(S142=\"\",\"\",S142*'2_メイン'!$Z$19/1000))","v":""},{"$error":"#N/A"},{"$f":"IF(S142=\"\",\"\",S142*'2_メイン'!$Z$20)","v":""},1,2,3]
[null,129,null,null,null,null,null,null,null,"",null,null,null,null,null,null,"",null,{"$f":"IF(L143=\"\",\"\",IF(K143=\"\",J143,K143)*IF(R143=\"\",Q143,R143)*L143*(1-SUMIF(M143:P143,\"○\",$V$12:$Y$12))/1000)","v":""},{"$f":"IF(ISERROR(S143),\"\",IF(S143=\"\",\"\",S143*'2_メイン'!$Z$19/1000))","v":""},{"$error":"#N/A"},{"$f":"IF(S143=\"\",\"\",S143*'2_メイン'!$Z$20)","v":""},1,2,3]
[null,130,null,null,null,null,null,null,null,{"$f":"IF(COUNTIF($V$5:$EN$6,G144&H144&I144)=0,\"\",HLOOKUP(G144&H144&I144,$V$5:$EN$6,2,FALSE))","v":""},null,null,null,null,null,null,{"$f":"IF(OR(D144=\"\",L144=\"\"),\"\",HLOOKUP(D144,$V$2:$AR$3,2,FALSE))","v":""},null,"",{"$f":"IF(ISERROR(S144),\"\",IF(S144=\"\",\"\",S144*'2_メイン'!$Z$19/1000))","v":""},{"$f":"HLOOKUP(G144,$EP$1:$FE$2,2,FALSE)","v":{"$error":"#N/A"}},{"$f":"IF(S144=\"\",\"\",S144*'2_メイン'!$Z$20)","v":""},{"$f":"IF(OR(G144=$AA$8,G144=$AB$8),\"\",1)","v":1},{"$f":"IF(OR(G144=$AA$8,G144=$AB$8),\"\",2)","v":2},{"$f":"IF(OR(G144=$AA$8,G144=$AB$8),\"\",3)","v":3}]
[null,131,null,null,null,null,null,null,null,"",null,null,null,null,null,null,"",null,"",{"$f":"IF(ISERROR(S145),\"\",IF(S145=\"\",\"\",S145*'2_メイン'!$Z$19/1000))","v":""},{"$error":"#N/A"},{"$f":"IF(S145=\"\",\"\",S145*'2_メイン'!$Z$20)","v":""},1,2,3]
[null,132,null,null,null,null,null,null,null,"",null,null,null,null,null,null,"",null,"",{"$f":"IF(ISERROR(S146),\"\",IF(S146=\"\",\"\",S146*'2_メイン'!$Z$19/1000))","v":""},{"$error":"#N/A"},{"$f":"IF(S146=\"\",\"\",S146*'2_メイン'!$Z$20)","v":""},1,2,3]
[null,133,null,null,null,null,null,null,null,"",null,null,null,null,null,null,"",null,"",{"$f":"IF(ISERROR(S147),\"\",IF(S147=\"\",\"\",S147*'2_メイン'!$Z$19/1000))","v":""},{"$error":"#N/A"},{"$f":"IF(S147=\"\",\"\",S147*'2_メイン'!$Z$20)","v":""},1,2,3]
[null,134,null,null,null,null,null,null,null,"",null,null,null,null,null,null,"",null,"",{"$f":"IF(ISERROR(S148),\"\",IF(S148=\"\",\"\",S148*'2_メイン'!$Z$19/1000))","v":""},{"$error":"#N/A"},{"$f":"IF(S148=\"\",\"\",S148*'2_メイン'!$Z$20)","v":""},1,2,3]
[null,135,null,null,null,null,null,null,null,"",null,null,null,null,null,null,"",null,"",{"$f":"IF(ISERROR(S149),\"\",IF(S149=\"\",\"\",S149*'2_メイン'!$Z$19/1000))","v":""},{"$error":"#N/A"},{"$f":"IF(S149=\"\",\"\",S149*'2_メイン'!$Z$20)","v":""},1,2,3]
[null,136,null,null,null,null,null,null,null,"",null,null,null,null,null,null,"",null,"",{"$f":"IF(ISERROR(S150),\"\",IF(S150=\"\",\"\",S150*'2_メイン'!$Z$19/1000))","v":""},{"$error":"#N/A"},{"$f":"IF(S150=\"\",\"\",S150*'2_メイン'!$Z$20)","v":""},1,2,3]
[null,137,null,null,null,null,null,null,null,"",null,null,null,null,null,null,"",null,"",{"$f":"IF(ISERROR(S151),\"\",IF(S151=\"\",\"\",S151*'2_メイン'!$Z$19/1000))","v":""},{"$error":"#N/A"},{"$f":"IF(S151=\"\",\"\",S151*'2_メイン'!$Z$20)","v":""},1,2,3]
[null,138,null,null,null,null,null,null,null,"",null,null,null,null,null,null,"",null,"",{"$f":"IF(ISERROR(S152),\"\",IF(S152=\"\",\"\",S152*'2_メイン'!$Z$19/1000))","v":""},{"$error":"#N/A"},{"$f":"IF(S152=\"\",\"\",S152*'2_メイン'!$Z$20)","v":""},1,2,3]
[null,139,null,null,null,null,null,null,null,"",null,null,null,null,null,null,"",null,"",{"$f":"IF(ISERROR(S153),\"\",IF(S153=\"\",\"\",S153*'2_メイン'!$Z$19/1000))","v":""},{"$error":"#N/A"},{"$f":"IF(S153=\"\",\"\",S153*'2_メイン'!$Z$20)","v":""},1,2,3]
[null,140,null,null,null,null,null,null,null,"",null,null,null,null,null,null,"",null,"",{"$f":"IF(ISERROR(S154),\"\",IF(S154=\"\",\"\",S154*'2_メイン'!$Z$19/1000))","v":""},{"$error":"#N/A"},{"$f":"IF(S154=\"\",\"\",S154*'2_メイン'!$Z$20)","v":""},1,2,3]
[null,141,null,null,null,null,null,null,null,"",null,null,null,null,null,null,"",null,"",{"$f":"IF(ISERROR(S155),\"\",IF(S155=\"\",\"\",S155*'2_メイン'!$Z$19/1000))","v":""},{"$error":"#N/A"},{"$f":"IF(S155=\"\",\"\",S155*'2_メイン'!$Z$20)","v":""},1,2,3]
[null,142,null,null,null,null,null,null,null,"",null,null,null,null,null,null,"",null,"",{"$f":"IF(ISERROR(S156),\"\",IF(S156=\"\",\"\",S156*'2_メイン'!$Z$19/1000))","v":""},{"$error":"#N/A"},{"$f":"IF(S156=\"\",\"\",S156*'2_メイン'!$Z$20)","v":""},1,2,3]
[null,143,null,null,null,null,null,null,null,"",null,null,null,null,null,null,"",null,"",{"$f":"IF(ISERROR(S157),\"\",IF(S157=\"\",\"\",S157*'2_メイン'!$Z$19/1000))","v":""},{"$error":"#N/A"},{"$f":"IF(S157=\"\",\"\",S157*'2_メイン'!$Z$20)","v":""},1,2,3]
[null,144,null,null,null,null,null,null,null,"",null,null,null,null,null,null,"",null,"",{"$f":"IF(ISERROR(S158),\"\",IF(S158=\"\",\"\",S158*'2_メイン'!$Z$19/1000))","v":""},{"$error":"#N/A"},{"$f":"IF(S158=\"\",\"\",S158*'2_メイン'!$Z$20)","v":""},1,2,3]
[null,145,null,null,null,null,null,null,null,"",null,null,null,null,null,null,"",null,"",{"$f":"IF(ISERROR(S159),\"\",IF(S159=\"\",\"\",S159*'2_メイン'!$Z$19/1000))","v":""},{"$error":"#N/A"},{"$f":"IF(S159=\"\",\"\",S159*'2_メイン'!$Z$20)","v":""},1,2,3]
[null,146,null,null,null,null,null,null,null,"",null,null,null,null,null,null,"",null,"",{"$f":"IF(ISERROR(S160),\"\",IF(S160=\"\",\"\",S160*'2_メイン'!$Z$19/1000))","v":""},{"$error":"#N/A"},{"$f":"IF(S160=\"\",\"\",S160*'2_メイン'!$Z$20)","v":""},1,2,3]
[null,147,null,null,null,null,null,null,null,"",null,null,null,null,null,null,"",null,"",{"$f":"IF(ISERROR(S161),\"\",IF(S161=\"\",\"\",S161*'2_メイン'!$Z$19/1000))","v":""},{"$error":"#N/A"},{"$f":"IF(S161=\"\",\"\",S161*'2_メイン'!$Z$20)","v":""},1,2,3]
[null,148,null,null,null,null,null,null,null,"",null,null,null,null,null,null,"",null,"",{"$f":"IF(ISERROR(S162),\"\",IF(S162=\"\",\"\",S162*'2_メイン'!$Z$19/1000))","v":""},{"$error":"#N/A"},{"$f":"IF(S162=\"\",\"\",S162*'2_メイン'!$Z$20)","v":""},1,2,3]
[null,149,null,null,null,null,null,null,null,"",null,null,null,null,null,null,"",null,"",{"$f":"IF(ISERROR(S163),\"\",IF(S163=\"\",\"\",S163*'2_メイン'!$Z$19/1000))","v":""},{"$error":"#N/A"},{"$f":"IF(S163=\"\",\"\",S163*'2_メイン'!$Z$20)","v":""},1,2,3]
[null,150,null,null,null,null,null,null,null,"",null,null,null,null,null,null,"",null,"",{"$f":"IF(ISERROR(S164),\"\",IF(S164=\"\",\"\",S164*'2_メイン'!$Z$19/1000))","v":""},{"$error":"#N/A"},{"$f":"IF(S164=\"\",\"\",S164*'2_メイン'!$Z$20)","v":""},1,2,3]
[null,151,null,null,null,null,null,null,null,"",null,null,null,null,null,null,"",null,"",{"$f":"IF(ISERROR(S165),\"\",IF(S165=\"\",\"\",S165*'2_メイン'!$Z$19/1000))","v":""},{"$error":"#N/A"},{"$f":"IF(S165=\"\",\"\",S165*'2_メイン'!$Z$20)","v":""},1,2,3]
[null,152,null,null,null,null,null,null,null,"",null,null,null,null,null,null,"",null,"",{"$f":"IF(ISERROR(S166),\"\",IF(S166=\"\",\"\",S166*'2_メイン'!$Z$19/1000))","v":""},{"$error":"#N/A"},{"$f":"IF(S166=\"\",\"\",S166*'2_メイン'!$Z$20)","v":""},1,2,3]
[null,153,null,null,null,null,null,null,null,"",null,null,null,null,null,null,"",null,"",{"$f":"IF(ISERROR(S167),\"\",IF(S167=\"\",\"\",S167*'2_メイン'!$Z$19/1000))","v":""},{"$error":"#N/A"},{"$f":"IF(S167=\"\",\"\",S167*'2_メイン'!$Z$20)","v":""},1,2,3]
[null,154,null,null,null,null,null,null,null,"",null,null,null,null,null,null,"",null,"",{"$f":"IF(ISERROR(S168),\"\",IF(S168=\"\",\"\",S168*'2_メイン'!$Z$19/1000))","v":""},{"$error":"#N/A"},{"$f":"IF(S168=\"\",\"\",S168*'2_メイン'!$Z$20)","v":""},1,2,3]
[null,155,null,null,null,null,null,null,null,"",null,null,null,null,null,null,"",null,"",{"$f":"IF(ISERROR(S169),\"\",IF(S169=\"\",\"\",S169*'2_メイン'!$Z$19/1000))","v":""},{"$error":"#N/A"},{"$f":"IF(S169=\"\",\"\",S169*'2_メイン'!$Z$20)","v":""},1,2,3]
[null,156,null,null,null,null,null,null,null,"",null,null,null,null,null,null,"",null,"",{"$f":"IF(ISERROR(S170),\"\",IF(S170=\"\",\"\",S170*'2_メイン'!$Z$19/1000))","v":""},{"$error":"#N/A"},{"$f":"IF(S170=\"\",\"\",S170*'2_メイン'!$Z$20)","v":""},1,2,3]
[null,157,null,null,null,null,null,null,null,"",null,null,null,null,null,null,"",null,"",{"$f":"IF(ISERROR(S171),\"\",IF(S171=\"\",\"\",S171*'2_メイン'!$Z$19/1000))","v":""},{"$error":"#N/A"},{"$f":"IF(S171=\"\",\"\",S171*'2_メイン'!$Z$20)","v":""},1,2,3]
[null,158,null,null,null,null,null,null,null,"",null,null,null,null,null,null,"",null,"",{"$f":"IF(ISERROR(S172),\"\",IF(S172=\"\",\"\",S172*'2_メイン'!$Z$19/1000))","v":""},{"$error":"#N/A"},{"$f":"IF(S172=\"\",\"\",S172*'2_メイン'!$Z$20)","v":""},1,2,3]
[null,159,null,null,null,null,null,null,null,"",null,null,null,null,null,null,"",null,"",{"$f":"IF(ISERROR(S173),\"\",IF(S173=\"\",\"\",S173*'2_メイン'!$Z$19/1000))","v":""},{"$error":"#N/A"},{"$f":"IF(S173=\"\",\"\",S173*'2_メイン'!$Z$20)","v":""},1,2,3]
[null,160,null,null,null,null,null,null,null,"",null,null,null,null,null,null,"",null,"",{"$f":"IF(ISERROR(S174),\"\",IF(S174=\"\",\"\",S174*'2_メイン'!$Z$19/1000))","v":""},{"$error":"#N/A"},{"$f":"IF(S174=\"\",\"\",S174*'2_メイン'!$Z$20)","v":""},1,2,3]
[null,161,null,null,null,null,null,null,null,"",null,null,null,null,null,null,"",null,{"$f":"IF(L175=\"\",\"\",IF(K175=\"\",J175,K175)*IF(R175=\"\",Q175,R175)*L175*(1-SUMIF(M175:P175,\"○\",$V$12:$Y$12))/1000)","v":""},{"$f":"IF(ISERROR(S175),\"\",IF(S175=\"\",\"\",S175*'2_メイン'!$Z$19/1000))","v":""},{"$error":"#N/A"},{"$f":"IF(S175=\"\",\"\",S175*'2_メイン'!$Z$20)","v":""},1,2,3]
[null,162,null,null,null,null,null,null,null,"",null,null,null,null,null,null,"",null,"",{"$f":"IF(ISERROR(S176),\"\",IF(S176=\"\",\"\",S176*'2_メイン'!$Z$19/1000))","v":""},{"$error":"#N/A"},{"$f":"IF(S176=\"\",\"\",S176*'2_メイン'!$Z$20)","v":""},1,2,3]
[null,163,null,null,null,null,null,null,null,"",null,null,null,null,null,null,"",null,"",{"$f":"IF(ISERROR(S177),\"\",IF(S177=\"\",\"\",S177*'2_メイン'!$Z$19/1000))","v":""},{"$error":"#N/A"},{"$f":"IF(S177=\"\",\"\",S177*'2_メイン'!$Z$20)","v":""},1,2,3]
[null,164,null,null,null,null,null,null,null,"",null,null,null,null,null,null,"",null,"",{"$f":"IF(ISERROR(S178),\"\",IF(S178=\"\",\"\",S178*'2_メイン'!$Z$19/1000))","v":""},{"$error":"#N/A"},{"$f":"IF(S178=\"\",\"\",S178*'2_メイン'!$Z$20)","v":""},1,2,3]
[null,165,null,null,null,null,null,null,null,"",null,null,null,null,null,null,"",null,"",{"$f":"IF(ISERROR(S179),\"\",IF(S179=\"\",\"\",S179*'2_メイン'!$Z$19/1000))","v":""},{"$error":"#N/A"},{"$f":"IF(S179=\"\",\"\",S179*'2_メイン'!$Z$20)","v":""},1,2,3]
[null,166,null,null,null,null,null,null,null,"",null,null,null,null,null,null,"",null,"",{"$f":"IF(ISERROR(S180),\"\",IF(S180=\"\",\"\",S180*'2_メイン'!$Z$19/1000))","v":""},{"$error":"#N/A"},{"$f":"IF(S180=\"\",\"\",S180*'2_メイン'!$Z$20)","v":""},1,2,3]
[null,167,null,null,null,null,null,null,null,"",null,null,null,null,null,null,"",null,"",{"$f":"IF(ISERROR(S181),\"\",IF(S181=\"\",\"\",S181*'2_メイン'!$Z$19/1000))","v":""},{"$error":"#N/A"},{"$f":"IF(S181=\"\",\"\",S181*'2_メイン'!$Z$20)","v":""},1,2,3]
[null,168,null,null,null,null,null,null,null,"",null,null,null,null,null,null,"",null,"",{"$f":"IF(ISERROR(S182),\"\",IF(S182=\"\",\"\",S182*'2_メイン'!$Z$19/1000))","v":""},{"$error":"#N/A"},{"$f":"IF(S182=\"\",\"\",S182*'2_メイン'!$Z$20)","v":""},1,2,3]
[null,169,null,null,null,null,null,null,null,"",null,null,null,null,null,null,"",null,"",{"$f":"IF(ISERROR(S183),\"\",IF(S183=\"\",\"\",S183*'2_メイン'!$Z$19/1000))","v":""},{"$error":"#N/A"},{"$f":"IF(S183=\"\",\"\",S183*'2_メイン'!$Z$20)","v":""},1,2,3]
[null,170,null,null,null,null,null,null,null,"",null,null,null,null,null,null,"",null,"",{"$f":"IF(ISERROR(S184),\"\",IF(S184=\"\",\"\",S184*'2_メイン'!$Z$19/1000))","v":""},{"$error":"#N/A"},{"$f":"IF(S184=\"\",\"\",S184*'2_メイン'!$Z$20)","v":""},1,2,3]
[null,171,null,null,null,null,null,null,null,"",null,null,null,null,null,null,"",null,"",{"$f":"IF(ISERROR(S185),\"\",IF(S185=\"\",\"\",S185*'2_メイン'!$Z$19/1000))","v":""},{"$error":"#N/A"},{"$f":"IF(S185=\"\",\"\",S185*'2_メイン'!$Z$20)","v":""},1,2,3]
[null,172,null,null,null,null,null,null,null,"",null,null,null,null,null,null,"",null,"",{"$f":"IF(ISERROR(S186),\"\",IF(S186=\"\",\"\",S186*'2_メイン'!$Z$19/1000))","v":""},{"$error":"#N/A"},{"$f":"IF(S186=\"\",\"\",S186*'2_メイン'!$Z$20)","v":""},1,2,3]
[null,173,null,null,null,null,null,null,null,"",null,null,null,null,null,null,"",null,"",{"$f":"IF(ISERROR(S187),\"\",IF(S187=\"\",\"\",S187*'2_メイン'!$Z$19/1000))","v":""},{"$error":"#N/A"},{"$f":"IF(S187=\"\",\"\",S187*'2_メイン'!$Z$20)","v":""},1,2,3]
[null,174,null,null,null,null,null,null,null,"",null,null,null,null,null,null,"",null,"",{"$f":"IF(ISERROR(S188),\"\",IF(S188=\"\",\"\",S188*'2_メイン'!$Z$19/1000))","v":""},{"$error":"#N/A"},{"$f":"IF(S188=\"\",\"\",S188*'2_メイン'!$Z$20)","v":""},1,2,3]
[null,175,null,null,null,null,null,null,null,"",null,null,null,null,null,null,"",null,"",{"$f":"IF(ISERROR(S189),\"\",IF(S189=\"\",\"\",S189*'2_メイン'!$Z$19/1000))","v":""},{"$error":"#N/A"},{"$f":"IF(S189=\"\",\"\",S189*'2_メイン'!$Z$20)","v":""},1,2,3]
[null,176,null,null,null,null,null,null,null,"",null,null,null,null,null,null,"",null,"",{"$f":"IF(ISERROR(S190),\"\",IF(S190=\"\",\"\",S190*'2_メイン'!$Z$19/1000))","v":""},{"$error":"#N/A"},{"$f":"IF(S190=\"\",\"\",S190*'2_メイン'!$Z$20)","v":""},1,2,3]
[null,177,null,null,null,null,null,null,null,"",null,null,null,null,null,null,"",null,"",{"$f":"IF(ISERROR(S191),\"\",IF(S191=\"\",\"\",S191*'2_メイン'!$Z$19/1000))","v":""},{"$error":"#N/A"},{"$f":"IF(S191=\"\",\"\",S191*'2_メイン'!$Z$20)","v":""},1,2,3]
[null,178,null,null,null,null,null,null,null,"",null,null,null,null,null,null,"",null,"",{"$f":"IF(ISERROR(S192),\"\",IF(S192=\"\",\"\",S192*'2_メイン'!$Z$19/1000))","v":""},{"$error":"#N/A"},{"$f":"IF(S192=\"\",\"\",S192*'2_メイン'!$Z$20)","v":""},1,2,3]
[null,179,null,null,null,null,null,null,null,"",null,null,null,null,null,null,"",null,"",{"$f":"IF(ISERROR(S193),\"\",IF(S193=\"\",\"\",S193*'2_メイン'!$Z$19/1000))","v":""},{"$error":"#N/A"},{"$f":"IF(S193=\"\",\"\",S193*'2_メイン'!$Z$20)","v":""},1,2,3]
[null,180,null,null,null,null,null,null,null,"",null,null,null,null,null,null,"",null,"",{"$f":"IF(ISERROR(S194),\"\",IF(S194=\"\",\"\",S194*'2_メイン'!$Z$19/1000))","v":""},{"$error":"#N/A"},{"$f":"IF(S194=\"\",\"\",S194*'2_メイン'!$Z$20)","v":""},1,2,3]
[null,181,null,null,null,null,null,null,null,"",null,null,null,null,null,null,"",null,"",{"$f":"IF(ISERROR(S195),\"\",IF(S195=\"\",\"\",S195*'2_メイン'!$Z$19/1000))","v":""},{"$error":"#N/A"},{"$f":"IF(S195=\"\",\"\",S195*'2_メイン'!$Z$20)","v":""},1,2,3]
[null,182,null,null,null,null,null,null,null,"",null,null,null,null,null,null,"",null,"",{"$f":"IF(ISERROR(S196),\"\",IF(S196=\"\",\"\",S196*'2_メイン'!$Z$19/1000))","v":""},{"$error":"#N/A"},{"$f":"IF(S196=\"\",\"\",S196*'2_メイン'!$Z$20)","v":""},1,2,3]
[null,183,null,null,null,null,null,null,null,"",null,null,null,null,null,null,"",null,"",{"$f":"IF(ISERROR(S197),\"\",IF(S197=\"\",\"\",S197*'2_メイン'!$Z$19/1000))","v":""},{"$error":"#N/A"},{"$f":"IF(S197=\"\",\"\",S197*'2_メイン'!$Z$20)","v":""},1,2,3]
[null,184,null,null,null,null,null,null,null,"",null,null,null,null,null,null,"",null,"",{"$f":"IF(ISERROR(S198),\"\",IF(S198=\"\",\"\",S198*'2_メイン'!$Z$19/1000))","v":""},{"$error":"#N/A"},{"$f":"IF(S198=\"\",\"\",S198*'2_メイン'!$Z$20)","v":""},1,2,3]
[null,185,null,null,null,null,null,null,null,"",null,null,null,null,null,null,"",null,"",{"$f":"IF(ISERROR(S199),\"\",IF(S199=\"\",\"\",S199*'2_メイン'!$Z$19/1000))","v":""},{"$error":"#N/A"},{"$f":"IF(S199=\"\",\"\",S199*'2_メイン'!$Z$20)","v":""},1,2,3]
[null,186,null,null,null,null,null,null,null,"",null,null,null,null,null,null,"",null,"",{"$f":"IF(ISERROR(S200),\"\",IF(S200=\"\",\"\",S200*'2_メイン'!$Z$19/1000))","v":""},{"$error":"#N/A"},{"$f":"IF(S200=\"\",\"\",S200*'2_メイン'!$Z$20)","v":""},1,2,3]
[null,187,null,null,null,null,null,null,null,"",null,null,null,null,null,null,"",null,"",{"$f":"IF(ISERROR(S201),\"\",IF(S201=\"\",\"\",S201*'2_メイン'!$Z$19/1000))","v":""},{"$error":"#N/A"},{"$f":"IF(S201=\"\",\"\",S201*'2_メイン'!$Z$20)","v":""},1,2,3]
[null,188,null,null,null,null,null,null,null,"",null,null,null,null,null,null,"",null,"",{"$f":"IF(ISERROR(S202),\"\",IF(S202=\"\",\"\",S202*'2_メイン'!$Z$19/1000))","v":""},{"$error":"#N/A"},{"$f":"IF(S202=\"\",\"\",S202*'2_メイン'!$Z$20)","v":""},1,2,3]
[null,189,null,null,null,null,null,null,null,"",null,null,null,null,null,null,"",null,"",{"$f":"IF(ISERROR(S203),\"\",IF(S203=\"\",\"\",S203*'2_メイン'!$Z$19/1000))","v":""},{"$error":"#N/A"},{"$f":"IF(S203=\"\",\"\",S203*'2_メイン'!$Z$20)","v":""},1,2,3]
[null,190,null,null,null,null,null,null,null,"",null,null,null,null,null,null,"",null,"",{"$f":"IF(ISERROR(S204),\"\",IF(S204=\"\",\"\",S204*'2_メイン'!$Z$19/1000))","v":""},{"$error":"#N/A"},{"$f":"IF(S204=\"\",\"\",S204*'2_メイン'!$Z$20)","v":""},1,2,3]
[null,191,null,null,null,null,null,null,null,"",null,null,null,null,null,null,"",null,"",{"$f":"IF(ISERROR(S205),\"\",IF(S205=\"\",\"\",S205*'2_メイン'!$Z$19/1000))","v":""},{"$error":"#N/A"},{"$f":"IF(S205=\"\",\"\",S205*'2_メイン'!$Z$20)","v":""},1,2,3]
[null,192,null,null,null,null,null,null,null,"",null,null,null,null,null,null,"",null,"",{"$f":"IF(ISERROR(S206),\"\",IF(S206=\"\",\"\",S206*'2_メイン'!$Z$19/1000))","v":""},{"$error":"#N/A"},{"$f":"IF(S206=\"\",\"\",S206*'2_メイン'!$Z$20)","v":""},1,2,3]
[null,193,null,null,null,null,null,null,null,"",null,null,null,null,null,null,"",null,{"$f":"IF(L207=\"\",\"\",IF(K207=\"\",J207,K207)*IF(R207=\"\",Q207,R207)*L207*(1-SUMIF(M207:P207,\"○\",$V$12:$Y$12))/1000)","v":""},{"$f":"IF(ISERROR(S207),\"\",IF(S207=\"\",\"\",S207*'2_メイン'!$Z$19/1000))","v":""},{"$error":"#N/A"},{"$f":"IF(S207=\"\",\"\",S207*'2_メイン'!$Z$20)","v":""},1,2,3]
[null,194,null,null,null,null,null,null,null,{"$f":"IF(COUNTIF($V$5:$EN$6,G208&H208&I208)=0,\"\",HLOOKUP(G208&H208&I208,$V$5:$EN$6,2,FALSE))","v":""},null,null,null,null,null,null,{"$f":"IF(OR(D208=\"\",L208=\"\"),\"\",HLOOKUP(D208,$V$2:$AR$3,2,FALSE))","v":""},null,"",{"$f":"IF(ISERROR(S208),\"\",IF(S208=\"\",\"\",S208*'2_メイン'!$Z$19/1000))","v":""},{"$f":"HLOOKUP(G208,$EP$1:$FE$2,2,FALSE)","v":{"$error":"#N/A"}},{"$f":"IF(S208=\"\",\"\",S208*'2_メイン'!$Z$20)","v":""},{"$f":"IF(OR(G208=$AA$8,G208=$AB$8),\"\",1)","v":1},{"$f":"IF(OR(G208=$AA$8,G208=$AB$8),\"\",2)","v":2},{"$f":"IF(OR(G208=$AA$8,G208=$AB$8),\"\",3)","v":3}]
[null,195,null,null,null,null,null,null,null,"",null,null,null,null,null,null,"",null,"",{"$f":"IF(ISERROR(S209),\"\",IF(S209=\"\",\"\",S209*'2_メイン'!$Z$19/1000))","v":""},{"$error":"#N/A"},{"$f":"IF(S209=\"\",\"\",S209*'2_メイン'!$Z$20)","v":""},1,2,3]
[null,196,null,null,null,null,null,null,null,"",null,null,null,null,null,null,"",null,"",{"$f":"IF(ISERROR(S210),\"\",IF(S210=\"\",\"\",S210*'2_メイン'!$Z$19/1000))","v":""},{"$error":"#N/A"},{"$f":"IF(S210=\"\",\"\",S210*'2_メイン'!$Z$20)","v":""},1,2,3]
[null,197,null,null,null,null,null,null,null,"",null,null,null,null,null,null,"",null,"",{"$f":"IF(ISERROR(S211),\"\",IF(S211=\"\",\"\",S211*'2_メイン'!$Z$19/1000))","v":""},{"$error":"#N/A"},{"$f":"IF(S211=\"\",\"\",S211*'2_メイン'!$Z$20)","v":""},1,2,3]
[null,198,null,null,null,null,null,null,null,"",null,null,null,null,null,null,"",null,"",{"$f":"IF(ISERROR(S212),\"\",IF(S212=\"\",\"\",S212*'2_メイン'!$Z$19/1000))","v":""},{"$error":"#N/A"},{"$f":"IF(S212=\"\",\"\",S212*'2_メイン'!$Z$20)","v":""},1,2,3]
[null,199,null,null,null,null,null,null,null,"",null,null,null,null,null,null,"",null,"",{"$f":"IF(ISERROR(S213),\"\",IF(S213=\"\",\"\",S213*'2_メイン'!$Z$19/1000))","v":""},{"$error":"#N/A"},{"$f":"IF(S213=\"\",\"\",S213*'2_メイン'!$Z$20)","v":""},1,2,3]
[null,200,null,null,null,null,null,null,null,"",null,null,null,null,null,null,"",null,"",{"$f":"IF(ISERROR(S214),\"\",IF(S214=\"\",\"\",S214*'2_メイン'!$Z$19/1000))","v":""},{"$error":"#N/A"},{"$f":"IF(S214=\"\",\"\",S214*'2_メイン'!$Z$20)","v":""},1,2,3]
[null,201,null,null,null,null,null,null,null,"",null,null,null,null,null,null,"",null,"",{"$f":"IF(ISERROR(S215),\"\",IF(S215=\"\",\"\",S215*'2_メイン'!$Z$19/1000))","v":""},{"$f":"HLOOKUP(G215,$EP$1:$FE$2,2,FALSE)","v":{"$error":"#N/A"}},{"$f":"IF(S215=\"\",\"\",S215*'2_メイン'!$Z$20)","v":""},1,2,3]
[null,202,null,null,null,null,null,null,null,"",null,null,null,null,null,null,"",null,"",{"$f":"IF(ISERROR(S216),\"\",IF(S216=\"\",\"\",S216*'2_メイン'!$Z$19/1000))","v":""},{"$error":"#N/A"},{"$f":"IF(S216=\"\",\"\",S216*'2_メイン'!$Z$20)","v":""},1,2,3]
[null,203,null,null,null,null,null,null,null,"",null,null,null,null,null,null,"",null,"",{"$f":"IF(ISERROR(S217),\"\",IF(S217=\"\",\"\",S217*'2_メイン'!$Z$19/1000))","v":""},{"$error":"#N/A"},{"$f":"IF(S217=\"\",\"\",S217*'2_メイン'!$Z$20)","v":""},1,2,3]
[null,204,null,null,null,null,null,null,null,"",null,null,null,null,null,null,"",null,"",{"$f":"IF(ISERROR(S218),\"\",IF(S218=\"\",\"\",S218*'2_メイン'!$Z$19/1000))","v":""},{"$error":"#N/A"},{"$f":"IF(S218=\"\",\"\",S218*'2_メイン'!$Z$20)","v":""},1,2,3]
[null,205,null,null,null,null,null,null,null,"",null,null,null,null,null,null,"",null,"",{"$f":"IF(ISERROR(S219),\"\",IF(S219=\"\",\"\",S219*'2_メイン'!$Z$19/1000))","v":""},{"$error":"#N/A"},{"$f":"IF(S219=\"\",\"\",S219*'2_メイン'!$Z$20)","v":""},1,2,3]
[null,206,null,null,null,null,null,null,null,"",null,null,null,null,null,null,"",null,"",{"$f":"IF(ISERROR(S220),\"\",IF(S220=\"\",\"\",S220*'2_メイン'!$Z$19/1000))","v":""},{"$error":"#N/A"},{"$f":"IF(S220=\"\",\"\",S220*'2_メイン'!$Z$20)","v":""},1,2,3]
[null,207,null,null,null,null,null,null,null,"",null,null,null,null,null,null,"",null,"",{"$f":"IF(ISERROR(S221),\"\",IF(S221=\"\",\"\",S221*'2_メイン'!$Z$19/1000))","v":""},{"$error":"#N/A"},{"$f":"IF(S221=\"\",\"\",S221*'2_メイン'!$Z$20)","v":""},1,2,3]
[null,208,null,null,null,null,null,null,null,"",null,null,null,null,null,null,"",null,"",{"$f":"IF(ISERROR(S222),\"\",IF(S222=\"\",\"\",S222*'2_メイン'!$Z$19/1000))","v":""},{"$error":"#N/A"},{"$f":"IF(S222=\"\",\"\",S222*'2_メイン'!$Z$20)","v":""},1,2,3]
[null,209,null,null,null,null,null,null,null,"",null,null,null,null,null,null,"",null,"",{"$f":"IF(ISERROR(S223),\"\",IF(S223=\"\",\"\",S223*'2_メイン'!$Z$19/1000))","v":""},{"$error":"#N/A"},{"$f":"IF(S223=\"\",\"\",S223*'2_メイン'!$Z$20)","v":""},1,2,3]
[null,210,null,null,null,null,null,null,null,"",null,null,null,null,null,null,"",null,"",{"$f":"IF(ISERROR(S224),\"\",IF(S224=\"\",\"\",S224*'2_メイン'!$Z$19/1000))","v":""},{"$error":"#N/A"},{"$f":"IF(S224=\"\",\"\",S224*'2_メイン'!$Z$20)","v":""},1,2,3]

{"sheet":"27_変圧器（撤去） ","index":26,"n_rows":47,"n_cols":41,"rows_kept":47,"cut":false,"hidden":false,"merged":[[1,22,3,22],[1,23,3,23],[1,24,3,24],[1,25,3,25],[7,1,7,2],[1,15,3,15],[1,16,3,16],[1,17,3,17],[1,18,3,18],[1,19,3,19],[8,1,11,1],[8,2,11,2],[8,3,11,4],[8,5,11,5],[8,6,11,6],[8,7,11,7],[8,36,11,36],[8,37,11,37],[8,38,11,38],[8,39,11,39],[9,8,11,8],[8,9,11,9],[8,10,11,10],[8,11,11,11],[8,12,11,12],[8,35,11,35],[12,3,12,4],[13,3,13,4],[14,3,14,4],[15,3,15,4],[16,3,16,4],[45,3,45,4],[46,3,46,4],[40,3,40,4],[41,3,41,4],[30,3,30,4],[31,3,31,4],[32,3,32,4],[33,3,33,4],[34,3,34,4],[35,3,35,4],[20,3,20,4],[21,3,21,4],[42,3,42,4],[43,3,43,4],[44,3,44,4],[8,40,11,40],[36,3,36,4],[37,3,37,4],[38,3,38,4],[39,3,39,4],[27,3,27,4],[28,3,28,4],[29,3,29,4],[22,3,22,4],[23,3,23,4],[24,3,24,4],[25,3,25,4],[26,3,26,4],[17,3,17,4],[18,3,18,4],[19,3,19,4]]}
[]
[null,null,"色欄については、文字又は数値を入力",null,null,null,null,null,null,null,null,null,"○","単相","油入",null,"単相油入","単相モールド","三相油入","三相モールド",null,null,null,1,2,null,null,"式識別番号は「高効率機器　相　種別　容量」の順番とする"]
[null,null,"色欄については、プルダウンメニューから選択",null,null,null,null,null,null,null,null,null,null,"三相","モールド"]
[null,null,"色欄については、任意記入とし、文字又は数値を入力",null,null,null,null,null,null,null,null,null,"デフォルト年間稼働時間",null,8760,null,null,null,null,null,null,null,null,null,null,null,null,"相",null,"種別",null,"容量",null,"高効率機器"]
[null,null,"色欄については、入力の間違いや未記入の状態などエラーを示す。",null,null,null,null,null,null,null,null,"CO2","MJ",null,null,"トップランナ-変圧器",4.0000000000000001E-3,3.0000000000000001E-3,4.0000000000000001E-3,4.0000000000000001E-3,null,"単相油入",11,0.4,0,null,null,"単相　",1,"油入",1,"500ｋVA以下",1,"従来品",1]
[null,null,null,null,null,null,null,null,null,null,null,{"$f":"SUM(K13:K47)","v":0},{"$f":"L6/'2_メイン'!$Z$19*1000*'2_メイン'!$Z$20","v":0},null,null,null,null,null,null,null,null,"単相モールド",12,0.3,0,null,null,"三相　",2,"モールド",2,"500ｋVA以上",2,"トップランナー変圧器",2]
[null,"高効率変圧器の導入（撤去）",null,null,null,null,null,null,null,null,"No.27",null,null,null,null,null,null,null,null,null,null,"三相油入",21,0.4,0]
[null,")",null,null,null,null,null,null,null,null,null,null,null,null,null,null,null,null,null,null,null,"三相モールド",22,0.4,0]
[null,"No.","記号・系統","相",null,"種別","変圧器\n容量\n[kVA]","台数","高効率機器","年間電気\n使用量\n[kWh/年]","年間CO2\n排出量\n[t-CO2/年]",null,null,null,null,null,null,null,null,null,null,null,"トップランナー変圧器の全損失の式を用いて計算する。　トップランナー変圧器で「○」を選択していない場合は、これに省エネ率を用いて、割り戻した値を全損失とする。",null,null,null,null,null,null,null,null,null,null,null,null,"式識別番号","相","種別","容量","タイプ","高効率機器"]
[null,null,null,null,null,null,null,null,"トップランナ-変圧器"]
[]
[null,null,null,null,null,null,null,null,null,null,null,null,null,null,111,121,211,212,221,222]
[null,1,null,null,null,null,null,null,null,{"$f":"IF(H13=\"\",\"\",IF(I13=\"○\",H13*$O$4*HLOOKUP(AJ13,$O$12:$T$47,B13+1,FALSE),H13*$O$4*HLOOKUP(AJ13,$O$12:$T$47,B13+1,FALSE)/(1-VLOOKUP(AN13,$W$5:$X$8,2,FALSE))))","v":""},{"$f":"IF(ISERROR(J13),\"\",IF(J13=\"\",\"\",J13*'2_メイン'!$Z$19/1000))","v":""},null,null,null,{"$f":"15.3*POWER(G13,0.696)/1000","v":0},{"$f":"22.9*POWER(G13,0.647)/1000","v":0},{"$f":"23.8*POWER(G13,0.653)/1000","v":0},{"$f":"9.84*POWER(G13,0.842)/1000","v":0},{"$f":"33.6*POWER(G13,0.626)/1000","v":0},{"$f":"24*POWER(G13,0.727)/1000","v":0},null,null,null,null,null,null,null,null,null,null,null,null,null,{"$f":"INDEX(X5:Y8,MATCH(AN13,W5:W8,0),MATCH(AO13,X2:Y4,0))","v":{"$error":"#VALUE!"}},null,{"$f":"AK13*10^2+AL13*10+AM13","v":{"$error":"#VALUE!"}},{"$f":"IF(D13=\"\",\"\",IF(D13=\"単相\",1,2))","v":""},{"$f":"IF(F13=\"\",\"\",IF(F13=\"油入\",1,2))","v":""},{"$f":"IF(G13=\"\",\"\",IF(G13<=500,1,2))","v":""},{"$f":"AK13*10+AL13","v":{"$error":"#VALUE!"}},{"$f":"IF(I13=\"○\",2,1)","v":1}]
[null,2,null,null,null,null,null,null,null,{"$f":"IF(H14=\"\",\"\",IF(I14=\"○\",H14*$O$4*HLOOKUP(AJ14,$O$12:$T$47,B14+1,FALSE),H14*$O$4*HLOOKUP(AJ14,$O$12:$T$47,B14+1,FALSE)/(1-VLOOKUP(AN14,$W$5:$X$8,2,FALSE))))","v":""},{"$f":"IF(ISERROR(J14),\"\",IF(J14=\"\",\"\",J14*'2_メイン'!$Z$19/1000))","v":""},null,null,null,{"$f":"15.3*POWER(G14,0.696)/1000","v":0},{"$f":"22.9*POWER(G14,0.647)/1000","v":0},{"$f":"23.8*POWER(G14,0.653)/1000","v":0},{"$f":"9.84*POWER(G14,0.842)/1000","v":0},{"$f":"33.6*POWER(G14,0.626)/1000","v":0},{"$f":"24*POWER(G14,0.727)/1000","v":0},null,null,null,null,null,null,null,null,null,null,null,null,null,null,null,{"$f":"AK14*10^2+AL14*10+AM14","v":{"$error":"#VALUE!"}},{"$f":"IF(D14=\"\",\"\",IF(D14=\"単相\",1,2))","v":""},{"$f":"IF(F14=\"\",\"\",IF(F14=\"油入\",1,2))","v":""},{"$f":"IF(G14=\"\",\"\",IF(G14<=500,1,2))","v":""},{"$f":"AK14*10+AL14","v":{"$error":"#VALUE!"}},{"$f":"IF(I14=\"○\",2,1)","v":1}]
[null,3,null,null,null,null,null,null,null,"",{"$f":"IF(ISERROR(J15),\"\",IF(J15=\"\",\"\",J15*'2_メイン'!$Z$19/1000))","v":""},null,null,null,0,0,0,0,0,0,null,null,null,null,null,null,null,null,null,null,null,null,null,null,null,{"$error":"#VALUE!"},"","","",{"$error":"#VALUE!"},1]
[null,4,null,null,null,null,null,null,null,"",{"$f":"IF(ISERROR(J16),\"\",IF(J16=\"\",\"\",J16*'2_メイン'!$Z$19/1000))","v":""},null,null,null,0,0,0,0,0,0,null,null,null,null,null,null,null,null,null,null,null,null,null,null,null,{"$error":"#VALUE!"},"","","",{"$error":"#VALUE!"},1]
[null,5,null,null,null,null,null,null,null,"",{"$f":"IF(ISERROR(J17),\"\",IF(J17=\"\",\"\",J17*'2_メイン'!$Z$19/1000))","v":""},null,null,null,0,0,0,0,0,0,null,null,null,null,null,null,null,null,null,null,null,null,null,{"$f":"VLOOKUP(AN13,W5:X8,2,FALSE)","v":{"$error":"#VALUE!"}},null,{"$error":"#VALUE!"},"","","",{"$error":"#VALUE!"},1]
[null,6,null,null,null,null,null,null,null,"",{"$f":"IF(ISERROR(J18),\"\",IF(J18=\"\",\"\",J18*'2_メイン'!$Z$19/1000))","v":""},null,null,null,0,0,0,0,0,0,null,null,null,null,null,null,null,null,null,null,null,null,null,null,null,{"$error":"#VALUE!"},"","","",{"$error":"#VALUE!"},1]
[null,7,null,null,null,null,null,null,null,"",{"$f":"IF(ISERROR(J19),\"\",IF(J19=\"\",\"\",J19*'2_メイン'!$Z$19/1000))","v":""},null,null,null,0,0,0,0,0,0,null,null,null,null,null,null,null,null,null,null,null,null,null,null,null,{"$error":"#VALUE!"},"","","",{"$error":"#VALUE!"},1]
[null,8,null,null,null,null,null,null,null,"",{"$f":"IF(ISERROR(J20),\"\",IF(J20=\"\",\"\",J20*'2_メイン'!$Z$19/1000))","v":""},null,null,null,0,0,0,0,0,0,null,null,null,null,null,null,null,null,null,null,null,null,null,null,null,{"$error":"#VALUE!"},"","","",{"$error":"#VALUE!"},1]
[null,9,null,null,null,null,null,null,null,"",{"$f":"IF(ISERROR(J21),\"\",IF(J21=\"\",\"\",J21*'2_メイン'!$Z$19/1000))","v":""},null,null,null,0,0,0,0,0,0,null,null,null,null,null,null,null,null,null,null,null,null,null,null,null,{"$error":"#VALUE!"},"","","",{"$error":"#VALUE!"},1]
[null,10,null,null,null,null,null,null,null,"",{"$f":"IF(ISERROR(J22),\"\",IF(J22=\"\",\"\",J22*'2_メイン'!$Z$19/1000))","v":""},null,null,null,0,0,0,0,0,0,null,null,null,null,null,null,null,null,null,null,null,null,null,null,null,{"$error":"#VALUE!"},"","","",{"$error":"#VALUE!"},1]
[null,11,null,null,null,null,null,null,null,"",{"$f":"IF(ISERROR(J23),\"\",IF(J23=\"\",\"\",J23*'2_メイン'!$Z$19/1000))","v":""},null,null,null,0,0,0,0,0,0,null,null,null,null,null,null,null,null,null,null,null,null,null,null,null,{"$error":"#VALUE!"},"","","",{"$error":"#VALUE!"},1]
[null,12,null,null,null,null,null,null,null,"",{"$f":"IF(ISERROR(J24),\"\",IF(J24=\"\",\"\",J24*'2_メイン'!$Z$19/1000))","v":""},null,null,null,0,0,0,0,0,0,null,null,null,null,null,null,null,null,null,null,null,null,null,null,null,{"$error":"#VALUE!"},"","","",{"$error":"#VALUE!"},1]
[null,13,null,null,null,null,null,null,null,"",{"$f":"IF(ISERROR(J25),\"\",IF(J25=\"\",\"\",J25*'2_メイン'!$Z$19/1000))","v":""},null,null,null,0,0,0,0,0,0,null,null,null,null,null,null,null,null,null,null,null,null,null,null,null,{"$error":"#VALUE!"},"","","",{"$error":"#VALUE!"},1]
[null,14,null,null,null,null,null,null,null,"",{"$f":"IF(ISERROR(J26),\"\",IF(J26=\"\",\"\",J26*'2_メイン'!$Z$19/1000))","v":""},null,null,null,0,0,0,0,0,0,null,null,null,null,null,null,null,null,null,null,null,null,null,null,null,{"$error":"#VALUE!"},"","","",{"$error":"#VALUE!"},1]
[null,15,null,null,null,null,null,null,null,"",{"$f":"IF(ISERROR(J27),\"\",IF(J27=\"\",\"\",J27*'2_メイン'!$Z$19/1000))","v":""},null,null,null,0,0,0,0,0,0,null,null,null,null,null,null,null,null,null,null,null,null,null,null,null,{"$error":"#VALUE!"},"","","",{"$error":"#VALUE!"},1]
[null,16,null,null,null,null,null,null,null,"",{"$f":"IF(ISERROR(J28),\"\",IF(J28=\"\",\"\",J28*'2_メイン'!$Z$19/1000))","v":""},null,null,null,0,0,0,0,0,0,null,null,null,null,null,null,null,null,null,null,null,null,null,null,null,{"$error":"#VALUE!"},"","","",{"$error":"#VALUE!"},1]
[null,17,null,null,null,null,null,null,null,"",{"$f":"IF(ISERROR(J29),\"\",IF(J29=\"\",\"\",J29*'2_メイン'!$Z$19/1000))","v":""},null,null,null,0,0,0,0,0,0,null,null,null,null,null,null,null,null,null,null,null,null,null,null,null,{"$error":"#VALUE!"},"","","",{"$error":"#VALUE!"},1]
[null,18,null,null,null,null,null,null,null,"",{"$f":"IF(ISERROR(J30),\"\",IF(J30=\"\",\"\",J30*'2_メイン'!$Z$19/1000))","v":""},null,null,null,0,0,0,0,0,0,null,null,null,null,null,null,null,null,null,null,null,null,null,null,null,{"$error":"#VALUE!"},"","","",{"$error":"#VALUE!"},1]
[null,19,null,null,null,null,null,null,null,"",{"$f":"IF(ISERROR(J31),\"\",IF(J31=\"\",\"\",J31*'2_メイン'!$Z$19/1000))","v":""},null,null,null,0,0,0,0,0,0,null,null,null,null,null,null,null,null,null,null,null,null,null,null,null,{"$error":"#VALUE!"},"","","",{"$error":"#VALUE!"},1]
[null,20,null,null,null,null,null,null,null,"",{"$f":"IF(ISERROR(J32),\"\",IF(J32=\"\",\"\",J32*'2_メイン'!$Z$19/1000))","v":""},null,null,null,0,0,0,0,0,0,null,null,null,null,null,null,null,null,null,null,null,null,null,null,null,{"$error":"#VALUE!"},"","","",{"$error":"#VALUE!"},1]
[null,21,null,null,null,null,null,null,null,"",{"$f":"IF(ISERROR(J33),\"\",IF(J33=\"\",\"\",J33*'2_メイン'!$Z$19/1000))","v":""},null,null,null,0,0,0,0,0,0,null,null,null,null,null,null,null,null,null,null,null,null,null,null,null,{"$error":"#VALUE!"},"","","",{"$error":"#VALUE!"},1]
[null,22,null,null,null,null,null,null,null,"",{"$f":"IF(ISERROR(J34),\"\",IF(J34=\"\",\"\",J34*'2_メイン'!$Z$19/1000))","v":""},null,null,null,0,0,0,0,0,0,null,null,null,null,null,null,null,null,null,null,null,null,null,null,null,{"$error":"#VALUE!"},"","","",{"$error":"#VALUE!"},1]
[null,23,null,null,null,null,null,null,null,"",{"$f":"IF(ISERROR(J35),\"\",IF(J35=\"\",\"\",J35*'2_メイン'!$Z$19/1000))","v":""},null,null,null,0,0,0,0,0,0,null,null,null,null,null,null,null,null,null,null,null,null,null,null,null,{"$error":"#VALUE!"},"","","",{"$error":"#VALUE!"},1]
[null,24,null,null,null,null,null,null,null,"",{"$f":"IF(ISERROR(J36),\"\",IF(J36=\"\",\"\",J36*'2_メイン'!$Z$19/1000))","v":""},null,null,null,0,0,0,0,0,0,null,null,null,null,null,null,null,null,null,null,null,null,null,null,null,{"$error":"#VALUE!"},"","","",{"$error":"#VALUE!"},1]
[null,25,null,null,null,null,null,null,null,"",{"$f":"IF(ISERROR(J37),\"\",IF(J37=\"\",\"\",J37*'2_メイン'!$Z$19/1000))","v":""},null,null,null,0,0,0,0,0,0,null,null,null,null,null,null,null,null,null,null,null,null,null,null,null,{"$error":"#VALUE!"},"","","",{"$error":"#VALUE!"},1]
[null,26,null,null,null,null,null,null,null,"",{"$f":"IF(ISERROR(J38),\"\",IF(J38=\"\",\"\",J38*'2_メイン'!$Z$19/1000))","v":""},null,null,null,0,0,0,0,0,0,null,null,null,null,null,null,null,null,null,null,null,null,null,null,null,{"$error":"#VALUE!"},"","","",{"$error":"#VALUE!"},1]
[null,27,null,null,null,null,null,null,null,"",{"$f":"IF(ISERROR(J39),\"\",IF(J39=\"\",\"\",J39*'2_メイン'!$Z$19/1000))","v":""},null,null,null,0,0,0,0,0,0,null,null,null,null,null,null,null,null,null,null,null,null,null,null,null,{"$error":"#VALUE!"},"","","",{"$error":"#VALUE!"},1]
[null,28,null,null,null,null,null,null,null,"",{"$f":"IF(ISERROR(J40),\"\",IF(J40=\"\",\"\",J40*'2_メイン'!$Z$19/1000))","v":""},null,null,null,0,0,0,0,0,0,null,null,null,null,null,null,null,null,null,null,null,null,null,null,null,{"$error":"#VALUE!"},"","","",{"$error":"#VALUE!"},1]
[null,29,null,null,null,null,null,null,null,"",{"$f":"IF(ISERROR(J41),\"\",IF(J41=\"\",\"\",J41*'2_メイン'!$Z$19/1000))","v":""},null,null,null,0,0,0,0,0,0,null,null,null,null,null,null,null,null,null,null,null,null,null,null,null,{"$error":"#VALUE!"},"","","",{"$error":"#VALUE!"},1]
[null,30,null,null,null,null,null,null,null,"",{"$f":"IF(ISERROR(J42),\"\",IF(J42=\"\",\"\",J42*'2_メイン'!$Z$19/1000))","v":""},null,null,null,0,0,0,0,0,0,null,null,null,null,null,null,null,null,null,null,null,null,null,null,null,{"$error":"#VALUE!"},"","","",{"$error":"#VALUE!"},1]
[null,31,null,null,null,null,null,null,null,"",{"$f":"IF(ISERROR(J43),\"\",IF(J43=\"\",\"\",J43*'2_メイン'!$Z$19/1000))","v":""},null,null,null,0,0,0,0,0,0,null,null,null,null,null,null,null,null,null,null,null,null,null,null,null,{"$error":"#VALUE!"},"","","",{"$error":"#VALUE!"},1]
[null,32,null,null,null,null,null,null,null,"",{"$f":"IF(ISERROR(J44),\"\",IF(J44=\"\",\"\",J44*'2_メイン'!$Z$19/1000))","v":""},null,null,null,0,0,0,0,0,0,null,null,null,null,null,null,null,null,null,null,null,null,null,null,null,{"$error":"#VALUE!"},"","","",{"$error":"#VALUE!"},1]
[null,33,null,null,null,null,null,null,null,"",{"$f":"IF(ISERROR(J45),\"\",IF(J45=\"\",\"\",J45*'2_メイン'!$Z$19/1000))","v":""},null,null,null,0,0,0,0,0,0,null,null,null,null,null,null,null,null,null,null,null,null,null,null,null,{"$error":"#VALUE!"},"","","",{"$error":"#VALUE!"},1]
[null,34,null,null,null,null,null,null,null,"",{"$f":"IF(ISERROR(J46),\"\",IF(J46=\"\",\"\",J46*'2_メイン'!$Z$19/1000))","v":""},null,null,null,0,0,0,0,0,0,null,null,null,null,null,null,null,null,null,null,null,null,null,null,null,{"$error":"#VALUE!"},"","","",{"$error":"#VALUE!"},1]
[null,35,null,null,null,null,null,null,null,"",{"$f":"IF(ISERROR(J47),\"\",IF(J47=\"\",\"\",J47*'2_メイン'!$Z$19/1000))","v":""},null,null,null,0,0,0,0,0,0,null,null,null,null,null,null,null,null,null,null,null,null,null,null,null,{"$error":"#VALUE!"},"","","",{"$error":"#VALUE!"},1]

{"sheet":"リンク元画像","index":27,"n_rows":31,"n_cols":17,"rows_kept":31,"cut":false,"hidden":true,"merged":[]}
[null,"■リンク元画像"]
[]
[null,"建物全体","テナント"]
[]
[null,"★★★","★★","★","★非表示"]
[]
[]
[null,"割合10","割合20","割合30","割合40","割合50","割合60","割合70","割合80","割合90","割合100","割合0"]
[]
[null,"制御あり","制御なし"]
[]
[null,"電力","都市ガス","削減効果非表示"]
[]
[null,"高効率パッケージ形空調機の導入","高効率照明器具の導入","全熱交換器の導入","高輝度型誘導灯の導入","高効率変圧器の導入","エレベーターの省エネ制御の導入","高効率熱源機器の導入","高効率冷却塔の導入","高効率空調用ポンプの導入","空調用ポンプの省エネ制御の導入","高効率空調機の導入","空調の省エネ制御の導入","照明の省エネ制御の導入","改修項目非表示"]
[]
[]
[null,"照明のこまめな消灯","照度の管理","空調の適正温度管理","共用部の節電","給湯設備の節電","ポンプ・ファンの節電","事務機器の節電","運用対策非表示"]
[]
[]
[null,"BELS認定",null,null,null,null,"ラベリング非表示"]
[]
[null,"ランクS：★★★★★","ランクA：★★★★","ランクB+：★★★","ランクB-：★★","ランクC：★","CASBEE星非表示"]
[]
[null,"新築","改修","既存","不動産","CASBEE非表示"]
[]
[null,"認定"]
[]
[]
[null,"改修前_A4","改修前_A3__","改修前_A3","改修前_A3_","改修前_A2__","改修前_A2","改修前_A2_","改修前_A1__","改修前_A1","改修前_A1_","改修前_B2__","改修前_B2","改修前_B2_","改修前_B1","改修前_C","改修前_なし"]
[]
[null,"改修後_A4","改修後_A3__","改修後_A3","改修後_A3_","改修後_A2__","改修後_A2","改修後_A2_","改修後_A1__","改修後_A1","改修後_A1_","改修後_B2__","改修後_B2","改修後_B2_","改修後_B1","改修後_C","改修後_なし"]

{"sheet":"算定書","index":28,"n_rows":302,"n_cols":77,"rows_kept":302,"cut":false,"hidden":true,"merged":[[11,26,12,27],[12,6,12,20],[13,6,13,20],[1,1,1,2],[2,1,2,2],[3,1,3,2],[4,1,4,2],[6,32,7,32],[10,6,10,7],[14,4,14,5],[14,6,14,9],[14,12,14,13],[14,14,14,15],[15,6,15,7],[15,14,15,15],[11,6,11,20],[11,23,12,23],[11,24,12,25],[20,2,20,5],[20,6,20,18],[21,2,21,5],[21,6,21,18],[22,2,22,5],[22,6,22,18],[16,4,16,5],[16,6,16,7],[17,6,17,7],[17,10,17,13],[17,14,17,16],[18,6,18,7],[18,10,18,13],[26,2,26,5],[26,6,26,18],[27,2,27,5],[27,6,27,18],[27,45,28,45],[27,46,28,47],[23,2,23,5],[23,6,23,18],[24,2,24,5],[24,6,24,18],[25,2,25,5],[25,6,25,18],[33,2,34,4],[33,5,34,5],[33,6,34,14],[33,15,33,18],[33,19,34,20],[34,15,34,16],[34,17,34,18],[27,60,28,61],[28,2,28,5],[28,6,28,18],[29,2,29,5],[29,6,29,18],[31,9,31,10],[31,12,31,18],[31,19,31,20],[27,48,28,49],[27,50,28,51],[27,52,28,53],[27,54,28,55],[27,56,28,57],[27,58,28,59],[35,2,38,4],[35,6,35,14],[35,15,35,16],[35,17,35,18],[35,19,35,20],[36,6,36,14],[36,15,36,16],[36,17,36,18],[36,19,36,20],[37,6,37,14],[40,45,40,47],[41,6,41,14],[41,15,41,16],[41,17,41,18],[41,19,41,20],[41,45,41,47],[37,15,38,16],[37,17,38,18],[37,19,37,20],[38,6,38,14],[38,19,38,20],[39,6,39,14],[39,15,39,16],[39,17,39,18],[39,19,39,20],[43,2,46,4],[43,6,43,14],[43,15,44,16],[43,17,44,18],[43,19,43,20],[40,6,40,14],[40,15,40,16],[40,17,40,18],[40,19,40,20],[39,2,42,4],[45,6,45,14],[45,15,45,16],[45,17,45,18],[45,19,45,20],[43,45,43,47],[43,48,44,48],[43,49,44,49],[44,6,44,14],[44,19,44,20],[44,45,44,47],[42,6,42,14],[42,15,42,16],[42,17,42,18],[42,19,42,20],[42,45,42,47],[45,45,45,47],[46,6,46,14],[46,15,46,16],[46,17,46,18],[46,19,46,20],[46,45,46,47],[47,2,52,4],[47,6,47,14],[47,15,47,16],[47,17,47,18],[47,19,47,20],[47,45,47,47],[48,6,48,14],[48,15,48,16],[48,17,48,18],[48,19,48,20],[51,6,51,14],[51,15,51,16],[51,17,51,18],[51,19,51,20],[51,45,51,47],[52,6,52,14],[52,15,52,16],[52,17,52,18],[49,48,50,48],[49,49,50,49],[50,6,50,14],[50,15,50,16],[50,17,50,18],[50,19,50,20],[50,45,50,47],[48,45,48,47],[49,6,49,14],[49,15,49,16],[49,17,49,18],[49,19,49,20],[49,45,49,47],[52,19,52,20],[52,45,52,47],[58,3,59,9],[58,12,59,12],[58,13,59,13],[58,14,59,15],[58,17,59,18],[58,45,58,47],[59,45,59,47],[53,19,53,20],[53,45,53,47],[54,45,54,47],[55,45,55,47],[56,10,57,15],[56,16,57,20],[56,45,56,47],[57,45,57,47],[77,32,78,36],[80,15,80,18],[84,15,84,18],[60,3,61,5],[60,7,61,9],[62,3,68,5],[62,7,68,9],[62,26,63,30],[62,31,63,33],[86,15,86,18],[90,15,90,18],[94,15,94,18],[96,23,97,23],[96,25,97,25],[96,27,97,27],[71,26,71,27],[75,15,75,18],[76,15,76,18]]}
[null,null,null,null,null,null,null,null,null,null,null,null,null,null,null,null,null,null,null,null,null,null,null,null,"改修前","改修後",null,null,null,null,null,null,null,null,null,null,null,null,null,{"$f":"'[4]4_エネルギー使用量 (その他)'!AA16","v":0},null,null,null,null,null,"ベンチマーク評価"]
[null,null,null,"色欄については、文字又は数値を入力",null,null,null,null,null,null,null,null,null,null,null,null,null,null,null,null,null,null,null,"原単位",{"$f":"X64","v":{"$error":"#VALUE!"}},{"$f":"Y64","v":{"$error":"#VALUE!"}}]
[null,null,null,"色欄については、プルダウンメニューから選択",null,null,null,null,null,null,null,null,null,null,null,null,null,null,null,null,null,null,null,null,null,null,null,null,null,null,null,null,null,null,null,null,null,null,null,null,null,null,null,null,null,"改修後","改修前","オフィス（テナント専有部）",null,"改修後","改修前","オフィス（自社ビル）",null,"改修後","改修前","テナントビル（オフィス系、小規模）",null,"改修後","改修前","テナントビル（オフィス系、中規模）",null,"改修後","改修前","テナントビル（オフィス系、準大規模）",null,"改修後","改修前","テナントビル（商業複合系、小規模）",null,"改修後","改修前","テナントビル（商業複合系、中規模）",null,"改修後","改修前","テナントビル（商業複合系、準大規模）"]
[null,null,null,"色欄については、任意記入とし、文字又は数値を入力",null,null,null,null,null,null,null,null,null,null,null,null,null,null,null,null,null,null,null,null,null,null,null,null,null,null,null,null,null,null,null,null,null,null,null,null,null,null,null,null,null,{"$f":"IF($Z$2=\"\",0,IF($Z$2>95.4,1,0))","v":{"$error":"#VALUE!"}},{"$f":"IF($Y$2=\"\",0,IF($Y$2>AW4,1,0))","v":{"$error":"#VALUE!"}},"C",95.4,{"$f":"IF($Z$2=\"\",0,IF($Z$2>BA4,1,0))","v":{"$error":"#VALUE!"}},{"$f":"IF($Y$2=\"\",0,IF($Y$2>BA4,1,0))","v":{"$error":"#VALUE!"}},"C",78,{"$f":"IF($Z$2=\"\",0,IF($Z$2>BE4,1,0))","v":{"$error":"#VALUE!"}},{"$f":"IF($Y$2=\"\",0,IF($Y$2>BE4,1,0))","v":{"$error":"#VALUE!"}},"C",92.9,{"$f":"IF($Z$2=\"\",0,IF($Z$2>BI4,1,0))","v":{"$error":"#VALUE!"}},{"$f":"IF($Y$2=\"\",0,IF($Y$2>BI4,1,0))","v":{"$error":"#VALUE!"}},"C",89.6,{"$f":"IF($Z$2=\"\",0,IF($Z$2>BM4,1,0))","v":{"$error":"#VALUE!"}},{"$f":"IF($Y$2=\"\",0,IF($Y$2>BM4,1,0))","v":{"$error":"#VALUE!"}},"C",89.4,{"$f":"IF($Z$2=\"\",0,IF($Z$2>BQ4,1,0))","v":{"$error":"#VALUE!"}},{"$f":"IF($Y$2=\"\",0,IF($Y$2>BQ4,1,0))","v":{"$error":"#VALUE!"}},"C",248.3,{"$f":"IF($Z$2=\"\",0,IF($Z$2>BU4,1,0))","v":{"$error":"#VALUE!"}},{"$f":"IF($Y$2=\"\",0,IF($Y$2>BU4,1,0))","v":{"$error":"#VALUE!"}},"C",208.2,{"$f":"IF($Z$2=\"\",0,IF($Z$2>BY4,1,0))","v":{"$error":"#VALUE!"}},{"$f":"IF($Y$2=\"\",0,IF($Y$2>BY4,1,0))","v":{"$error":"#VALUE!"}},"C",149.4]
[null,null,null,"色欄については、入力の間違いや未記入の状態などエラーを示す。",null,null,null,null,null,null,null,null,null,null,null,null,null,null,null,null,null,null,null,null,null,null,null,null,null,null,null,null,null,null,null,null,null,null,null,null,null,null,null,null,null,{"$f":"IF(AND($Z$2>73.2,$Z$2<=95.4),1,0)","v":{"$error":"#VALUE!"}},{"$f":"IF(AND($Y$2>73.2,$Y$2<=95.4),1,0)","v":{"$error":"#VALUE!"}},"B1","73.2",{"$f":"IF(AND($Z$2>BA5,$Z$2<=BA4),1,0)","v":{"$error":"#VALUE!"}},{"$f":"IF(AND($Y$2>BA5,$Y$2<=BA4),1,0)","v":{"$error":"#VALUE!"}},"B1",59.8,{"$f":"IF(AND($Z$2>BE5,$Z$2<=BE4),1,0)","v":{"$error":"#VALUE!"}},{"$f":"IF(AND($Y$2>BE5,$Y$2<=BE4),1,0)","v":{"$error":"#VALUE!"}},"B1",71.2,{"$f":"IF(AND($Z$2>BI5,$Z$2<=BI4),1,0)","v":{"$error":"#VALUE!"}},{"$f":"IF(AND($Y$2>BI5,$Y$2<=BI4),1,0)","v":{"$error":"#VALUE!"}},"B1",68.7,{"$f":"IF(AND($Z$2>BM5,$Z$2<=BM4),1,0)","v":{"$error":"#VALUE!"}},{"$f":"IF(AND($Y$2>BM5,$Y$2<=BM4),1,0)","v":{"$error":"#VALUE!"}},"B1",68.599999999999994,{"$f":"IF(AND($Z$2>BQ5,$Z$2<=BQ4),1,0)","v":{"$error":"#VALUE!"}},{"$f":"IF(AND($Y$2>BQ5,$Y$2<=BQ4),1,0)","v":{"$error":"#VALUE!"}},"B1",190.4,{"$f":"IF(AND($Z$2>BU5,$Z$2<=BU4),1,0)","v":{"$error":"#VALUE!"}},{"$f":"IF(AND($Y$2>BU5,$Y$2<=BU4),1,0)","v":{"$error":"#VALUE!"}},"B1",159.69999999999999,{"$f":"IF(AND($Z$2>BY5,$Z$2<=BY4),1,0)","v":{"$error":"#VALUE!"}},{"$f":"IF(AND($Y$2>BY5,$Y$2<=BY4),1,0)","v":{"$error":"#VALUE!"}},"B1",114.6]
[null,null,null,null,null,null,null,null,null,null,null,null,null,null,null,null,null,null,null,null,null,null,null,null,null,null,null,null,null,null,null,null,null,null,null,null,null,null,null,null,null,null,null,null,null,{"$f":"IF(AND($Z$2>70,$Z$2<=73.2),1,0)","v":{"$error":"#VALUE!"}},{"$f":"IF(AND($Y$2>70,$Y$2<=73.2),1,0)","v":{"$error":"#VALUE!"}},"B2-","70",{"$f":"IF(AND($Z$2>BA6,$Z$2<=BA5),1,0)","v":{"$error":"#VALUE!"}},{"$f":"IF(AND($Y$2>BA6,$Y$2<=BA5),1,0)","v":{"$error":"#VALUE!"}},"B2-",57.2,{"$f":"IF(AND($Z$2>BE6,$Z$2<=BE5),1,0)","v":{"$error":"#VALUE!"}},{"$f":"IF(AND($Y$2>BE6,$Y$2<=BE5),1,0)","v":{"$error":"#VALUE!"}},"B2-",68.099999999999994,{"$f":"IF(AND($Z$2>BI6,$Z$2<=BI5),1,0)","v":{"$error":"#VALUE!"}},{"$f":"IF(AND($Y$2>BI6,$Y$2<=BI5),1,0)","v":{"$error":"#VALUE!"}},"B2-",65.7,{"$f":"IF(AND($Z$2>BM6,$Z$2<=BM5),1,0)","v":{"$error":"#VALUE!"}},{"$f":"IF(AND($Y$2>BM6,$Y$2<=BM5),1,0)","v":{"$error":"#VALUE!"}},"B2-",65.599999999999994,{"$f":"IF(AND($Z$2>BQ6,$Z$2<=BQ5),1,0)","v":{"$error":"#VALUE!"}},{"$f":"IF(AND($Y$2>BQ6,$Y$2<=BQ5),1,0)","v":{"$error":"#VALUE!"}},"B2-",182.1,{"$f":"IF(AND($Z$2>BU6,$Z$2<=BU5),1,0)","v":{"$error":"#VALUE!"}},{"$f":"IF(AND($Y$2>BU6,$Y$2<=BU5),1,0)","v":{"$error":"#VALUE!"}},"B2-",152.69999999999999,{"$f":"IF(AND($Z$2>BY6,$Z$2<=BY5),1,0)","v":{"$error":"#VALUE!"}},{"$f":"IF(AND($Y$2>BY6,$Y$2<=BY5),1,0)","v":{"$error":"#VALUE!"}},"B2-",109.6]
[null,null,null,null,null,null,null,null,null,null,null,null,null,null,null,null,null,null,null,null,null,null,null,null,null,null,null,null,null,"○",null,null,"申請年度",null,null,null,null,null,null,null,null,null,null,null,null,{"$f":"IF(AND($Z$2>66.8,$Z$2<=70),1,0)","v":{"$error":"#VALUE!"}},{"$f":"IF(AND($Y$2>66.8,$Y$2<=70),1,0)","v":{"$error":"#VALUE!"}},"B2","66.8",{"$error":"#VALUE!"},{"$error":"#VALUE!"},"B2",54.6,{"$error":"#VALUE!"},{"$error":"#VALUE!"},"B2",65,{"$error":"#VALUE!"},{"$error":"#VALUE!"},"B2",62.7,{"$error":"#VALUE!"},{"$error":"#VALUE!"},"B2",62.6,{"$error":"#VALUE!"},{"$error":"#VALUE!"},"B2",173.8,{"$error":"#VALUE!"},{"$error":"#VALUE!"},"B2",145.80000000000001,{"$error":"#VALUE!"},{"$error":"#VALUE!"},"B2",104.6]
[null,null,null,null,null,null,null,null,null,null,null,null,null,null,null,null,null,null,null,null,null,null,null,null,null,null,null,null,null,null,null,null,null,null,null,null,null,null,null,null,null,null,null,null,null,{"$f":"IF(AND($Z$2>63.6,$Z$2<=66.8),1,0)","v":{"$error":"#VALUE!"}},{"$f":"IF(AND($Y$2>63.6,$Y$2<=66.8),1,0)","v":{"$error":"#VALUE!"}},"B2+","63.6",{"$error":"#VALUE!"},{"$error":"#VALUE!"},"B2+",52,{"$error":"#VALUE!"},{"$error":"#VALUE!"},"B2+",61.9,{"$error":"#VALUE!"},{"$error":"#VALUE!"},"B2+",59.7,{"$error":"#VALUE!"},{"$error":"#VALUE!"},"B2+",59.6,{"$error":"#VALUE!"},{"$error":"#VALUE!"},"B2+",165.5,{"$error":"#VALUE!"},{"$error":"#VALUE!"},"B2+",138.80000000000001,{"$error":"#VALUE!"},{"$error":"#VALUE!"},"B2+",99.6]
[null,null,null,null,null,null,null,null,null,null,null,null,null,null,null,null,null,null,null,null,null,null,null,null,null,null,null,null,null,"第一計画期間","第二計画期間",null,2014,2015,2016,2017,2018,2019,2020,null,null,null,null,null,null,{"$f":"IF(AND($Z$2>60.5,$Z$2<=63.6),1,0)","v":{"$error":"#VALUE!"}},{"$f":"IF(AND($Y$2>60.5,$Y$2<=63.6),1,0)","v":{"$error":"#VALUE!"}},"A1-","60.5",{"$error":"#VALUE!"},{"$error":"#VALUE!"},"A1-",49.4,{"$error":"#VALUE!"},{"$error":"#VALUE!"},"A1-",58.9,{"$error":"#VALUE!"},{"$error":"#VALUE!"},"A1-",56.8,{"$error":"#VALUE!"},{"$error":"#VALUE!"},"A1-",56.7,{"$error":"#VALUE!"},{"$error":"#VALUE!"},"A1-",157.30000000000001,{"$error":"#VALUE!"},{"$error":"#VALUE!"},"A1-",131.9,{"$error":"#VALUE!"},{"$error":"#VALUE!"},"A1-",94.7]
[null,null,"推計削減量計算書",null,null,null,null,null,null,null,null,null,null,null,null,null,null,null,null,null,"No.1",null,null,"エネルギー使用量　集計表",null,null,null,null,null,null,null,null,null,null,null,null,null,null,null,null,null,null,null,null,null,{"$f":"IF(AND($Z$2>57.3,$Z$2<=60.5),1,0)","v":{"$error":"#VALUE!"}},{"$f":"IF(AND($Y$2>57.3,$Y$2<=60.5),1,0)","v":{"$error":"#VALUE!"}},"A1",57.3,{"$error":"#VALUE!"},{"$error":"#VALUE!"},"A1",46.8,{"$error":"#VALUE!"},{"$error":"#VALUE!"},"A1",55.8,{"$error":"#VALUE!"},{"$error":"#VALUE!"},"A1",53.8,{"$error":"#VALUE!"},{"$error":"#VALUE!"},"A1",53.7,{"$error":"#VALUE!"},{"$error":"#VALUE!"},"A1",149,{"$error":"#VALUE!"},{"$error":"#VALUE!"},"A1",125,{"$error":"#VALUE!"},{"$error":"#VALUE!"},"A1",89.7]
[null,null,null,null,null,null,null,null,null,null,null,null,null,null,null,null,null,null,null,null,null,null,null,null,null,null,null,null,null,null,null,null,null,null,null,null,null,null,null,null,null,null,null,null,null,{"$f":"IF(AND($Z$2>54.1,$Z$2<=57.3),1,0)","v":{"$error":"#VALUE!"}},{"$f":"IF(AND($Y$2>54.1,$Y$2<=57.3),1,0)","v":{"$error":"#VALUE!"}},"A1+","54.1",{"$error":"#VALUE!"},{"$error":"#VALUE!"},"A1+",44.2,{"$error":"#VALUE!"},{"$error":"#VALUE!"},"A1+",52.7,{"$error":"#VALUE!"},{"$error":"#VALUE!"},"A1+",50.8,{"$error":"#VALUE!"},{"$error":"#VALUE!"},"A1+",50.7,{"$error":"#VALUE!"},{"$error":"#VALUE!"},"A1+",140.69999999999999,{"$error":"#VALUE!"},{"$error":"#VALUE!"},"A1+",118,{"$error":"#VALUE!"},{"$error":"#VALUE!"},"A1+",84.7]
[null,null,"事業所の概要",null,null,null,null,null,null,null,null,null,null,null,null,null,null,null,null,null,null,null,null,null,2013,null,2014,null,null,"事務所","商業施設（物販）","商業施設（飲食）","工場","複合施設","その他",null,null,null,null,null,null,null,null,null,null,{"$f":"IF(AND($Z$2>50.9,$Z$2<=54.1),1,0)","v":{"$error":"#VALUE!"}},{"$f":"IF(AND($Y$2>50.9,$Y$2<=54.1),1,0)","v":{"$error":"#VALUE!"}},"A2-",50.9,{"$error":"#VALUE!"},{"$error":"#VALUE!"},"A2-",41.6,{"$error":"#VALUE!"},{"$error":"#VALUE!"},"A2-",49.6,{"$error":"#VALUE!"},{"$error":"#VALUE!"},"A2-",47.8,{"$error":"#VALUE!"},{"$error":"#VALUE!"},"A2-",47.7,{"$error":"#VALUE!"},{"$error":"#VALUE!"},"A2-",132.4,{"$error":"#VALUE!"},{"$error":"#VALUE!"},"A2-",111.1,{"$error":"#VALUE!"},{"$error":"#VALUE!"},"A2-",79.7]
[null,null,null,null,null,null,null,null,null,null,null,null,null,null,null,null,null,null,null,null,null,null,null,null,null,null,null,null,null,null,null,null,null,null,null,null,null,null,null,null,null,null,null,null,null,{"$f":"IF(AND($Z$2>47.7,$Z$2<=50.9),1,0)","v":{"$error":"#VALUE!"}},{"$f":"IF(AND($Y$2>47.7,$Y$2<=50.9),1,0)","v":{"$error":"#VALUE!"}},"A2",47.7,{"$error":"#VALUE!"},{"$error":"#VALUE!"},"A2",39,{"$error":"#VALUE!"},{"$error":"#VALUE!"},"A2",46.5,{"$error":"#VALUE!"},{"$error":"#VALUE!"},"A2",44.8,{"$error":"#VALUE!"},{"$error":"#VALUE!"},"A2",44.7,{"$error":"#VALUE!"},{"$error":"#VALUE!"},"A2",124.2,{"$error":"#VALUE!"},{"$error":"#VALUE!"},"A2",104.1,{"$error":"#VALUE!"},{"$error":"#VALUE!"},"A2",74.7]
[null,null,null,null,"テナントビル名称",null,null,null,null,null,null,null,null,null,null,null,null,null,null,null,null,null,null,null,"CO2排出量　","一次エネルギー消費量","CO2排出量　","一次エネルギー消費量",null,null,null,null,null,null,null,null,null,null,null,null,null,null,null,null,null,{"$f":"IF(AND($Z$2>44.6,$Z$2<=47.7),1,0)","v":{"$error":"#VALUE!"}},{"$f":"IF(AND($Y$2>44.6,$Y$2<=47.7),1,0)","v":{"$error":"#VALUE!"}},"A2+",44.6,{"$error":"#VALUE!"},{"$error":"#VALUE!"},"A2+",36.4,{"$error":"#VALUE!"},{"$error":"#VALUE!"},"A2+",43.4,{"$error":"#VALUE!"},{"$error":"#VALUE!"},"A2+",41.8,{"$error":"#VALUE!"},{"$error":"#VALUE!"},"A2+",41.8,{"$error":"#VALUE!"},{"$error":"#VALUE!"},"A2+",115.9,{"$error":"#VALUE!"},{"$error":"#VALUE!"},"A2+",97.2,{"$error":"#VALUE!"},{"$error":"#VALUE!"},"A2+",69.8]
[null,null,null,null,"ベンチマーク区分",null,null,null,null,null,null,null,"平均原単位",null,{"$f":"IF(G15=\"\",\"\",IF(COUNTIF(X22:Y55,AD16)=0,\"\",VLOOKUP(AD16,X22:Y55,2,FALSE)))","v":""},null,"kg-CO2/㎡・年",null,null,null,null,null,null,"電気",{"$f":"'[4]2_エネルギー使用量 (電気)'!Z12","v":0},{"$f":"IF('[4]2_エネルギー使用量 (電気)'!AA12>0,'[4]2_エネルギー使用量 (電気)'!AA12,0)","v":0},{"$f":"'[4]2_エネルギー使用量 (電気)'!Z13","v":0},{"$f":"'[4]2_エネルギー使用量 (電気)'!AA13","v":0},null,null,"主たる用途",null,null,null,null,null,null,null,null,null,null,null,null,null,null,{"$f":"IF(AND($Z$2>41.4,$Z$2<=44.6),1,0)","v":{"$error":"#VALUE!"}},{"$f":"IF(AND($Y$2>41.4,$Y$2<=44.6),1,0)","v":{"$error":"#VALUE!"}},"A3-","41.4",{"$error":"#VALUE!"},{"$error":"#VALUE!"},"A3-",33.799999999999997,{"$error":"#VALUE!"},{"$error":"#VALUE!"},"A3-",40.299999999999997,{"$error":"#VALUE!"},{"$error":"#VALUE!"},"A3-",38.9,{"$error":"#VALUE!"},{"$error":"#VALUE!"},"A3-",38.799999999999997,{"$error":"#VALUE!"},{"$error":"#VALUE!"},"A3-",107.6,{"$error":"#VALUE!"},{"$error":"#VALUE!"},"A3-",90.3,{"$error":"#VALUE!"},{"$error":"#VALUE!"},"A3-",64.8]
[null,null,null,null,"竣工年月（西暦）",null,null,null,null,null,null,null,null,null,null,null,null,null,null,null,null,null,null,"都市ガス",{"$f":"'[4]3_エネルギー使用量 (都市ガス) '!Y14","v":0},{"$f":"IF('[4]3_エネルギー使用量 (都市ガス) '!Z14>0,'[4]3_エネルギー使用量 (都市ガス) '!Z14,0)","v":0},{"$f":"'[4]3_エネルギー使用量 (都市ガス) '!Y15","v":0},{"$f":"'[4]3_エネルギー使用量 (都市ガス) '!Z15","v":0},null,{"$f":"IF(I15=\"\",G15,I15)","v":0},{"$f":"VLOOKUP(AD16,X22:Z55,3,FALSE)","v":{"$error":"#N/A"}},null,"平均原単位",{"$f":"O15","v":""},null,null,null,null,null,null,null,null,null,null,null,{"$f":"IF(AND($Z$2>38.2,$Z$2<=41.4),1,0)","v":{"$error":"#VALUE!"}},{"$f":"IF(AND($Y$2>38.2,$Y$2<=41.4),1,0)","v":{"$error":"#VALUE!"}},"A3",38.200000000000003,{"$error":"#VALUE!"},{"$error":"#VALUE!"},"A3",31.2,{"$error":"#VALUE!"},{"$error":"#VALUE!"},"A3",37.200000000000003,{"$error":"#VALUE!"},{"$error":"#VALUE!"},"A3",35.9,{"$error":"#VALUE!"},{"$error":"#VALUE!"},"A3",35.799999999999997,{"$error":"#VALUE!"},{"$error":"#VALUE!"},"A3",99.3,{"$error":"#VALUE!"},{"$error":"#VALUE!"},"A3",83.3,{"$error":"#VALUE!"},{"$error":"#VALUE!"},"A3",59.8]
[null,null,null,null,"申請範囲の床面積",null,null,null,"㎡",null,null,null,null,null,null,null,null,null,null,null,null,null,null,"その他",{"$f":"'[4]4_エネルギー使用量 (その他)'!AA12","v":0},{"$f":"'[4]4_エネルギー使用量 (その他)'!AB12","v":0},{"$f":"'[4]4_エネルギー使用量 (その他)'!AA13","v":0},{"$f":"'[4]4_エネルギー使用量 (その他)'!AB13","v":0},null,null,null,null,null,null,null,null,null,null,null,null,null,null,null,null,null,{"$f":"IF(AND($Z$2>35,$Z$2<=38.2),1,0)","v":{"$error":"#VALUE!"}},{"$f":"IF(AND($Y$2>35,$Y$2<=38.2),1,0)","v":{"$error":"#VALUE!"}},"A3+","35",{"$error":"#VALUE!"},{"$error":"#VALUE!"},"A3+",28.6,{"$error":"#VALUE!"},{"$error":"#VALUE!"},"A3+",34.1,{"$error":"#VALUE!"},{"$error":"#VALUE!"},"A3+",32.9,{"$error":"#VALUE!"},{"$error":"#VALUE!"},"A3+",32.799999999999997,{"$error":"#VALUE!"},{"$error":"#VALUE!"},"A3+",91.1,{"$error":"#VALUE!"},{"$error":"#VALUE!"},"A3+",76.400000000000006,{"$error":"#VALUE!"},{"$error":"#VALUE!"},"A3+",54.8]
[null,null,null,null,"報告年度（西暦）",null,null,null,null,null,"地球温暖化対策報告書の主たる用途",null,null,null,null,null,null,null,null,null,null,null,null,"未計測除外",{"$f":"'[4]5_未計測テナント除外'!L14","v":0},{"$f":"'[4]5_未計測テナント除外'!M14","v":0},{"$f":"'[4]5_未計測テナント除外'!L15","v":0},{"$f":"'[4]5_未計測テナント除外'!M15","v":0},null,"ベンチマーク区分",{"$f":"G15","v":0},null,null,null,null,null,null,null,null,null,null,null,null,null,null,{"$f":"IF($Z$2=\"\",0,IF($Z$2<=35,1,0))","v":{"$error":"#VALUE!"}},{"$f":"IF($Y$2=\"\",0,IF($Y$2<=35,1,0))","v":{"$error":"#VALUE!"}},"A4","35",{"$f":"IF($Z$2=\"\",0,IF($Z$2<=BA18,1,0))","v":{"$error":"#VALUE!"}},{"$f":"IF($Y$2=\"\",0,IF($Y$2<=BA18,1,0))","v":{"$error":"#VALUE!"}},"A4",28.6,{"$f":"IF($Z$2=\"\",0,IF($Z$2<=BE18,1,0))","v":{"$error":"#VALUE!"}},{"$f":"IF($Y$2=\"\",0,IF($Y$2<=BE18,1,0))","v":{"$error":"#VALUE!"}},"A4",34.1,{"$f":"IF($Z$2=\"\",0,IF($Z$2<=BI18,1,0))","v":{"$error":"#VALUE!"}},{"$f":"IF($Y$2=\"\",0,IF($Y$2<=BI18,1,0))","v":{"$error":"#VALUE!"}},"A4",32.9,{"$f":"IF($Z$2=\"\",0,IF($Z$2<=BM18,1,0))","v":{"$error":"#VALUE!"}},{"$f":"IF($Y$2=\"\",0,IF($Y$2<=BM18,1,0))","v":{"$error":"#VALUE!"}},"A4",32.799999999999997,{"$f":"IF($Z$2=\"\",0,IF($Z$2<=BQ18,1,0))","v":{"$error":"#VALUE!"}},{"$f":"IF($Y$2=\"\",0,IF($Y$2<=BQ18,1,0))","v":{"$error":"#VALUE!"}},"A4",91.1,{"$f":"IF($Z$2=\"\",0,IF($Z$2<=BU18,1,0))","v":{"$error":"#VALUE!"}},{"$f":"IF($Y$2=\"\",0,IF($Y$2<=BU18,1,0))","v":{"$error":"#VALUE!"}},"A4",76.400000000000006,{"$f":"IF($Z$2=\"\",0,IF($Z$2<=BY18,1,0))","v":{"$error":"#VALUE!"}},{"$f":"IF($Y$2=\"\",0,IF($Y$2<=BY18,1,0))","v":{"$error":"#VALUE!"}},"A4",54.8]
[null,null,null,null,null,null,null,null,null,null,null,null,null,null,null,null,null,null,null,null,null,null,null,"補正　足戻し",{"$f":"'[4]6_テナント入居率'!AB11","v":0},{"$f":"'[4]6_テナント入居率'!AJ11","v":0},{"$f":"'[4]6_テナント入居率'!AC11","v":0},{"$f":"'[4]6_テナント入居率'!AK11","v":0}]
[null,null,"申請範囲の用途別床面積",null,null,null,"※ 床面積は、各用途の共用部分を含んだ面積とし、複合用途の場合は共用部面積を専用部面積比で按分する。",null,null,null,null,null,null,null,null,null,null,null,null,null,null,null,null,"計",{"$f":"Y15+Y16+Y17-Y18+Y19","v":0},{"$f":"Z15+Z16+Z17-Z18+Z19","v":0},{"$f":"AA15+AA16+AA17-AA18+AA19","v":0},{"$f":"AB15+AB16+AB17-AB18+AB19","v":0},null,null,null,null,null,null,null,null,null,null,null,null,null,null,null,null,null,"オフィス（テナント専有部）","オフィス（自社ビル）","テナントビル（オフィス系、小規模）","テナントビル（オフィス系、中規模）","テナントビル（オフィス系、準大規模）","テナントビル（商業複合系、小規模）","テナントビル（商業複合系、中規模）","テナントビル（商業複合系、準大規模）"]
[null,null,"用途名",null,null,null,"含まれる用途",null,null,null,null,null,null,null,null,null,null,null,null,"床面積 [㎡]","割合[%]",null,null,"ＢＭ区分","平均原単位","主用途",null,"熱源機器\n冷房","熱源機器\n暖房","熱源補機、搬送冷房","熱源補機、搬送暖房","空調機","換気","給湯",null,null,null,null,null,null,null,null,"基準",null,"改修後",{"$f":"VLOOKUP(1,AT4:AV18,3,FALSE)","v":{"$error":"#N/A"}},{"$f":"VLOOKUP(1,AX4:AZ18,3,FALSE)","v":{"$error":"#N/A"}},{"$f":"VLOOKUP(1,BB4:BD18,3,FALSE)","v":{"$error":"#N/A"}},{"$f":"VLOOKUP(1,BF4:BH18,3,FALSE)","v":{"$error":"#N/A"}},{"$f":"VLOOKUP(1,BJ4:BL18,3,FALSE)","v":{"$error":"#N/A"}},{"$f":"VLOOKUP(1,BN4:BP18,3,FALSE)","v":{"$error":"#N/A"}},{"$f":"VLOOKUP(1,BR4:BT18,3,FALSE)","v":{"$error":"#N/A"}},{"$f":"VLOOKUP(1,BV4:BX18,3,FALSE)","v":{"$error":"#N/A"}}]
[null,null,"事務所",null,null,null,"事務所、官公庁庁舎、警察署、消防署、刑務所、拘置所、斎場、研究施設（事務所的なものに限る）、宗教施設 など",null,null,null,null,null,null,null,null,null,null,null,null,{"$f":"'3_床面積'!U27","v":0},{"$f":"IF(T22=\"\",\"\",T22/SUM(T$22:T$29)*100)","v":{"$error":"#DIV/0!"}},null,null,"オフィス（テナント専有部）",81.3,"事務所",{"$f":"C22","v":"事務所"},800,400,2100,450,2850,3300,1200,{"$f":"800/AQ22","v":0.2807017543859649},{"$f":"400/AQ22","v":0.14035087719298245},{"$f":"2100/AQ22","v":0.73684210526315785},{"$f":"450/AQ22","v":0.15789473684210525},{"$f":"2850/AQ22","v":1},{"$f":"3300/AQ22","v":1.1578947368421053},{"$f":"1200/AQ22","v":0.42105263157894735},null,2850,null,"改修前",{"$f":"VLOOKUP(1,AU4:AV18,2,FALSE)","v":{"$error":"#N/A"}},{"$f":"VLOOKUP(1,AY4:AZ18,2,FALSE)","v":{"$error":"#N/A"}},{"$f":"VLOOKUP(1,BC4:BD18,2,FALSE)","v":{"$error":"#N/A"}},{"$f":"VLOOKUP(1,BG4:BH18,2,FALSE)","v":{"$error":"#N/A"}},{"$f":"VLOOKUP(1,BK4:BL17,2,FALSE)","v":{"$error":"#N/A"}},{"$f":"VLOOKUP(1,BO4:BP18,2,FALSE)","v":{"$error":"#N/A"}},{"$f":"VLOOKUP(1,BS4:BT18,2,FALSE)","v":{"$error":"#N/A"}},{"$f":"VLOOKUP(1,BW4:BX18,2,FALSE)","v":{"$error":"#N/A"}}]
[null,null,"商業施設（物販）",null,null,null,"ショッピングセンター、百貨店、スーパー、遊技場、温浴施設、空港、バスターミナル など",null,null,null,null,null,null,null,null,null,null,null,null,{"$f":"'3_床面積'!U28","v":0},{"$f":"IF(T23=\"\",\"\",T23/SUM(T$22:T$29)*100)","v":{"$error":"#DIV/0!"}},null,null,"オフィス（自社ビル）",65.400000000000006,"事務所",{"$f":"C23","v":"商業施設（物販）"},900,400,2200,550,2844,2800,1200,{"$f":"900/AQ23","v":0.31645569620253167},{"$f":"400/AQ23","v":0.14064697609001406},{"$f":"2200/AQ23","v":0.77355836849507731},{"$f":"550/AQ23","v":0.19338959212376933},{"$f":"2844/AQ23","v":1},{"$f":"2800/AQ23","v":0.98452883263009849},{"$f":"1200/AQ23","v":0.4219409282700422},null,2844]
[null,null,"商業施設（飲食）",null,null,null,"飲食店、食堂、喫茶店 など",null,null,null,null,null,null,null,null,null,null,null,null,{"$f":"'3_床面積'!U29","v":0},{"$error":"#DIV/0!"},null,null,"テナントビル（オフィス系、小規模）",78.900000000000006,"事務所","商業施設（飲食）",1000,500,2300,750,3861,3800,1200,{"$f":"1000/AQ24","v":0.25900025900025903},{"$f":"500/AQ24","v":0.12950012950012951},{"$f":"2300/AQ24","v":0.59570059570059575},{"$f":"750/AQ24","v":0.19425019425019424},{"$f":"3861/AQ24","v":1},{"$f":"3800/AQ24","v":0.98420098420098423},{"$f":"1200/AQ24","v":0.31080031080031079},null,3861]
[null,null,"宿泊施設",null,null,null,"ホテル、旅館、公共宿泊施設、結婚式場・宴会場、福祉施設 など",null,null,null,null,null,null,null,null,null,null,null,null,{"$f":"'3_床面積'!U30","v":0},{"$error":"#DIV/0!"},null,null,"テナントビル（オフィス系、中規模）",75.5,"事務所","宿泊施設",1000,1200,3000,5000,5110,5500,2750,{"$f":"1000/AQ25","v":0.19569471624266144},{"$f":"1200/AQ25","v":0.23483365949119372},{"$f":"3000/AQ25","v":0.58708414872798431},{"$f":"5000/AQ25","v":0.97847358121330719},{"$f":"5110/AQ25","v":1},{"$f":"5500/AQ25","v":1.076320939334638},{"$f":"2750/AQ25","v":0.53816046966731901},null,5110]
[null,null,"教育施設",null,null,null,"小学校、中学校、高等学校、大学、高等専門学校、専修学校、各種学校 など",null,null,null,null,null,null,null,null,null,null,null,null,{"$f":"'3_床面積'!U31","v":0},{"$error":"#DIV/0!"},null,null,"テナントビル（オフィス系、準大規模）",75.099999999999994,"事務所","教育施設",400,500,1350,550,2000,2300,1200,{"$f":"400/AQ26","v":0.2},{"$f":"500/AQ26","v":0.25},{"$f":"1350/AQ26","v":0.67500000000000004},{"$f":"550/AQ26","v":0.27500000000000002},{"$f":"2000/AQ26","v":1},{"$f":"2300/AQ26","v":1.1499999999999999},{"$f":"1200/AQ26","v":0.6},null,2000,null,null,"エネルギー使用量集計表"]
[null,null,"医療施設",null,null,null,"病院、大学病院 など",null,null,null,null,null,null,null,null,null,null,null,null,{"$f":"'3_床面積'!U32","v":0},{"$error":"#DIV/0!"},null,null,"テナントビル（商業複合系、小規模）",207.7,"商業施設（物販）","医療施設",1000,900,3400,1600,5110,5100,1800,{"$f":"1000/AQ27","v":0.19569471624266144},{"$f":"900/AQ27","v":0.17612524461839529},{"$f":"3400/AQ27","v":0.66536203522504889},{"$f":"1600/AQ27","v":0.3131115459882583},{"$f":"5110/AQ27","v":1},{"$f":"5100/AQ27","v":0.99804305283757333},{"$f":"1800/AQ27","v":0.35225048923679059},null,5110]
[null,null,"文化・娯楽施設",null,null,null,"美術館、博物館、図書館、集会場、展示場、劇場、映画館、体育館、競技場、運動施設、遊園地、競馬場、競艇場 など",null,null,null,null,null,null,null,null,null,null,null,null,{"$f":"'3_床面積'!U33","v":0},{"$error":"#DIV/0!"},null,null,"テナントビル（商業複合系、中規模）",174.8,"商業施設（物販）","文化・娯楽施設",1000,500,2300,1100,3861,3800,1200,{"$f":"1000/AQ28","v":0.25900025900025903},{"$f":"500/AQ28","v":0.12950012950012951},{"$f":"2300/AQ28","v":0.59570059570059575},{"$f":"1100/AQ28","v":0.28490028490028491},{"$f":"3861/AQ28","v":1},{"$f":"3800/AQ28","v":0.98420098420098423},{"$f":"1200/AQ28","v":0.31080031080031079},null,3861,null,null,null,2013,null,2014,null,2015,null,2016,null,2017,null,2018,null,2019,null,2020]
[null,null,"その他",null,null,null,"工場など",null,null,null,null,null,null,null,null,null,null,null,null,{"$f":"'3_床面積'!U34","v":0},{"$error":"#DIV/0!"},null,null,"テナントビル（商業複合系、準大規模）",124.1,"商業施設（物販）","その他",{"$f":"AB22","v":800},400,2100,450,2850,3300,1200,{"$f":"AI22","v":0.2807017543859649},{"$f":"AJ22","v":0.14035087719298245},0.73684210526315785,0.15789473684210525,1,1.1578947368421053,0.42105263157894735,null,{"$f":"AQ22","v":2850}]
[null,null,"計",null,null,null,null,null,null,null,null,null,null,null,null,null,null,null,null,{"$f":"IF(AND(T22=\"\",T23=\"\",T24=\"\",T25=\"\",T26=\"\",T27=\"\",T28=\"\",T29=\"\"),\"\",SUM(T22:T29))","v":0},{"$f":"IF(T30=\"\",\"\",100)","v":100},null,null,"物販店（コンビ二）",585.4,"商業施設（物販）","採用値(全負荷）",{"$f":"(AB22*$T22+AB23*$T23+AB24*$T24+AB25*$T25+AB26*$T26+AB27*$T27+AB28*$T28+AB29*$T29)/$T30","v":{"$error":"#DIV/0!"}},{"$error":"#DIV/0!"},{"$error":"#DIV/0!"},{"$error":"#DIV/0!"},{"$error":"#DIV/0!"},{"$error":"#DIV/0!"},{"$error":"#DIV/0!"},{"$error":"#DIV/0!"},{"$error":"#DIV/0!"},{"$error":"#DIV/0!"},{"$error":"#DIV/0!"},{"$error":"#DIV/0!"},{"$error":"#DIV/0!"},{"$error":"#DIV/0!"},null,{"$f":"(AQ22*$T22+AQ23*$T23+AQ24*$T24+AQ25*$T25+AQ26*$T26+AQ27*$T27+AQ28*$T28+AQ29*$T29)/$T30","v":{"$error":"#DIV/0!"}},null,null,null,"CO2排出量　","一次エネルギー消費量","CO2排出量　","一次エネルギー消費量","CO2排出量　","一次エネルギー消費量","CO2排出量　","一次エネルギー消費量","CO2排出量　","一次エネルギー消費量","CO2排出量　","一次エネルギー消費量","CO2排出量　","一次エネルギー消費量","CO2排出量　","一次エネルギー消費量"]
[null,null,null,null,null,null,null,null,null,null,null,null,null,null,null,null,null,null,null,null,null,null,null,"物販店（ドラッグストア）",295.39999999999998,"商業施設（物販）","デフォルト加重平均（運転）",{"$f":"AQ30*AB30/(AB30+AC30)","v":{"$error":"#DIV/0!"}},{"$f":"AQ30*AC30/(AB30+AC30)","v":{"$error":"#DIV/0!"}},{"$f":"AQ30*AD30/(AD30+AE30)","v":{"$error":"#DIV/0!"}},{"$f":"AQ30*AE30/(AD30+AE30)","v":{"$error":"#DIV/0!"}},{"$f":"AQ30","v":{"$error":"#DIV/0!"}},null,null,null,null,null,null,null,null,null,null,null,null,null,"電気",{"$f":"'[4]2_エネルギー使用量 (電気)'!Z12","v":0},{"$f":"IF('[4]2_エネルギー使用量 (電気)'!AA12>0,'[4]2_エネルギー使用量 (電気)'!AA12,0)","v":0},{"$f":"'[4]2_エネルギー使用量 (電気)'!Z13","v":0},{"$f":"IF('[4]2_エネルギー使用量 (電気)'!AA13>0,'[4]2_エネルギー使用量 (電気)'!AA13,0)","v":0},{"$f":"'[4]2_エネルギー使用量 (電気)'!Z14","v":0},{"$f":"IF('[4]2_エネルギー使用量 (電気)'!AA14>0,'[4]2_エネルギー使用量 (電気)'!AA14,0)","v":0},{"$f":"'[4]2_エネルギー使用量 (電気)'!Z15","v":0},{"$f":"IF('[4]2_エネルギー使用量 (電気)'!AA15>0,'[4]2_エネルギー使用量 (電気)'!AA15,0)","v":0},{"$f":"'[4]2_エネルギー使用量 (電気)'!Z16","v":0},{"$f":"IF('[4]2_エネルギー使用量 (電気)'!AA16>0,'[4]2_エネルギー使用量 (電気)'!AA16,0)","v":0},{"$f":"'[4]2_エネルギー使用量 (電気)'!Z17","v":0},{"$f":"IF('[4]2_エネルギー使用量 (電気)'!AA17>0,'[4]2_エネルギー使用量 (電気)'!AA17,0)","v":0},{"$f":"'[4]2_エネルギー使用量 (電気)'!Z18","v":0},{"$f":"IF('[4]2_エネルギー使用量 (電気)'!AA18>0,'[4]2_エネルギー使用量 (電気)'!AA18,0)","v":0},{"$f":"'[4]2_エネルギー使用量 (電気)'!Z19","v":0},{"$f":"IF('[4]2_エネルギー使用量 (電気)'!AA19>0,'[4]2_エネルギー使用量 (電気)'!AA19,0)","v":0}]
[null,null,"CO2排出量・削減量　集計表",null,null,null,null,null,"排出係数","第二計画期間",null,null,"申請前年度のCO2排出量　[t-CO2/年]",null,null,null,null,null,null,{"$f":"IF(G18=\"\",\"\",HLOOKUP(G18-1,BB41:BI42,2,FALSE))","v":""},null,null,null,"物販店（総合スーパー・百貨店）",259.7,"商業施設（物販）","デフォルト簡易（運転）",{"$f":"AF32*VLOOKUP(AE16,AA22:AH29,2,FALSE)/(VLOOKUP(AE16,AA22:AH29,3,FALSE)+VLOOKUP(AE16,AA22:AH29,2,FALSE))","v":{"$error":"#N/A"}},{"$f":"AF32*VLOOKUP(AE16,AA22:AH29,3,FALSE)/(VLOOKUP(AE16,AA22:AH29,3,FALSE)+VLOOKUP(AE16,AA22:AH29,2,FALSE))","v":{"$error":"#N/A"}},{"$f":"AF32*VLOOKUP(AE16,AA22:AH29,4,FALSE)/(VLOOKUP(AE16,AA22:AH29,5,FALSE)+VLOOKUP(AE16,AA22:AH29,4,FALSE))","v":{"$error":"#N/A"}},{"$f":"AF32*VLOOKUP(AE16,AA22:AH29,5,FALSE)/(VLOOKUP(AE16,AA22:AH29,5,FALSE)+VLOOKUP(AE16,AA22:AH29,4,FALSE))","v":{"$error":"#N/A"}},{"$f":"VLOOKUP(AE16,AA22:AH29,6,FALSE)","v":{"$error":"#N/A"}},null,null,null,null,null,null,null,null,null,null,null,null,null,"都市ガス",{"$f":"'[4]3_エネルギー使用量 (都市ガス) '!Y14","v":0},{"$f":"IF('[4]3_エネルギー使用量 (都市ガス) '!Z14>0,'[4]3_エネルギー使用量 (都市ガス) '!Z14,0)","v":0},{"$f":"'[4]3_エネルギー使用量 (都市ガス) '!Y15","v":0},{"$f":"IF('[4]3_エネルギー使用量 (都市ガス) '!Z15>0,'[4]3_エネルギー使用量 (都市ガス) '!Z15,0)","v":0},{"$f":"'[4]3_エネルギー使用量 (都市ガス) '!Y16","v":0},{"$f":"IF('[4]3_エネルギー使用量 (都市ガス) '!Z16>0,'[4]3_エネルギー使用量 (都市ガス) '!Z16,0)","v":0},{"$f":"'[4]3_エネルギー使用量 (都市ガス) '!Y17","v":0},{"$f":"IF('[4]3_エネルギー使用量 (都市ガス) '!Z17>0,'[4]3_エネルギー使用量 (都市ガス) '!Z17,0)","v":0},{"$f":"'[4]3_エネルギー使用量 (都市ガス) '!Y18","v":0},{"$f":"IF('[4]3_エネルギー使用量 (都市ガス) '!Z18>0,'[4]3_エネルギー使用量 (都市ガス) '!Z18,0)","v":0},{"$f":"'[4]3_エネルギー使用量 (都市ガス) '!Y19","v":0},{"$f":"IF('[4]3_エネルギー使用量 (都市ガス) '!Z19>0,'[4]3_エネルギー使用量 (都市ガス) '!Z19,0)","v":0},{"$f":"'[4]3_エネルギー使用量 (都市ガス) '!Y20","v":0},{"$f":"IF('[4]3_エネルギー使用量 (都市ガス) '!Z20>0,'[4]3_エネルギー使用量 (都市ガス) '!Z20,0)","v":0},{"$f":"'[4]3_エネルギー使用量 (都市ガス) '!Y21","v":0},{"$f":"IF('[4]3_エネルギー使用量 (都市ガス) '!Z21>0,'[4]3_エネルギー使用量 (都市ガス) '!Z21,0)","v":0}]
[null,null,null,null,null,null,null,null,null,null,null,null,null,null,null,null,null,null,null,null,null,null,null,"物販店（生鮮食品等）",387,"商業施設（物販）",null,null,null,null,null,null,null,null,null,null,null,null,null,null,null,null,null,null,null,"その他",{"$f":"'[4]4_エネルギー使用量 (その他)'!AA12","v":0},{"$f":"'[4]4_エネルギー使用量 (その他)'!AB12","v":0},{"$f":"'[4]4_エネルギー使用量 (その他)'!AA13","v":0},{"$f":"'[4]4_エネルギー使用量 (その他)'!AB13","v":0},{"$f":"'[4]4_エネルギー使用量 (その他)'!AA14","v":0},{"$f":"'[4]4_エネルギー使用量 (その他)'!AB14","v":0},{"$f":"'[4]4_エネルギー使用量 (その他)'!AA15","v":0},{"$f":"'[4]4_エネルギー使用量 (その他)'!AB15","v":0},{"$f":"'[4]4_エネルギー使用量 (その他)'!AA16","v":0},{"$f":"'[4]4_エネルギー使用量 (その他)'!AB16","v":0},{"$f":"'[4]4_エネルギー使用量 (その他)'!AA17","v":0},{"$f":"'[4]4_エネルギー使用量 (その他)'!AB17","v":0},{"$f":"'[4]4_エネルギー使用量 (その他)'!AA18","v":0},{"$f":"'[4]4_エネルギー使用量 (その他)'!AB18","v":0},{"$f":"'[4]4_エネルギー使用量 (その他)'!AA19","v":0},{"$f":"'[4]4_エネルギー使用量 (その他)'!AB19","v":0}]
[null,null,"区分",null,null,"No","削減対策項目",null,null,null,null,null,null,null,null,"CO2排出量 [t－CO2/年]",null,null,null,"CO2削減量\n〔t－CO2/年]",null,null,null,"物販店（食料品の製造小売）",765.3,"商業施設（物販）",null,null,null,null,null,null,null,null,null,null,null,null,null,null,null,null,null,null,null,"未計測除外",{"$f":"'[4]5_未計測テナント除外'!L14","v":0},{"$f":"'[4]5_未計測テナント除外'!M14","v":0},{"$f":"'[4]5_未計測テナント除外'!L15","v":0},{"$f":"'[4]5_未計測テナント除外'!M15","v":0},{"$f":"'[4]5_未計測テナント除外'!L16","v":0},{"$f":"'[4]5_未計測テナント除外'!M16","v":0},{"$f":"'[4]5_未計測テナント除外'!L17","v":0},{"$f":"'[4]5_未計測テナント除外'!M17","v":0},{"$f":"'[4]5_未計測テナント除外'!L18","v":0},{"$f":"'[4]5_未計測テナント除外'!M18","v":0},{"$f":"'[4]5_未計測テナント除外'!L19","v":0},{"$f":"'[4]5_未計測テナント除外'!M19","v":0},{"$f":"'[4]5_未計測テナント除外'!L20","v":0},{"$f":"'[4]5_未計測テナント除外'!M20","v":0},{"$f":"'[4]5_未計測テナント除外'!L21","v":0},{"$f":"'[4]5_未計測テナント除外'!M21","v":0}]
[null,null,null,null,null,null,null,null,null,null,null,null,null,null,null,"撤去",null,"新設",null,null,null,null,null,"物販店（服飾品）",124.8,"商業施設（物販）",null,null,null,null,null,null,null,null,null,null,null,null,null,null,null,null,null,null,null,"補正　足戻し",{"$f":"'[4]6_テナント入居率'!AB11","v":0},{"$f":"'[4]6_テナント入居率'!AJ11","v":0},{"$f":"'[4]6_テナント入居率'!AB12","v":0},{"$f":"'[4]6_テナント入居率'!AJ12","v":0},{"$f":"'[4]6_テナント入居率'!AB13","v":0},{"$f":"'[4]6_テナント入居率'!AJ13","v":0},{"$f":"'[4]6_テナント入居率'!AB14","v":0},{"$f":"'[4]6_テナント入居率'!AJ14","v":0},{"$f":"'[4]6_テナント入居率'!AB15","v":0},{"$f":"'[4]6_テナント入居率'!AJ15","v":0},{"$f":"'[4]6_テナント入居率'!AB16","v":0},{"$f":"'[4]6_テナント入居率'!AJ16","v":0},{"$f":"'[4]6_テナント入居率'!AB17","v":0},{"$f":"'[4]6_テナント入居率'!AJ17","v":0},{"$f":"'[4]6_テナント入居率'!AB18","v":0},{"$f":"'[4]6_テナント入居率'!AJ18","v":0}]
[null,null,"A.熱源・熱搬送設備",null,null," A-1","高効率熱源機器の導入",null,null,null,null,null,null,null,null,{"$f":"IF('[4]10_パッケージ (新設)'!G9=\"○\",'[4]10_パッケージ (新設)'!BD3,IF('[4]18_熱源機器（撤去） '!AA9>0,'[4]18_熱源機器（撤去） '!AA9,IF('[4]7_熱源機器（新設）'!AB9>0,'[4]7_熱源機器（新設）'!AB9,\"\")))","v":""},null,{"$f":"IF('[4]10_パッケージ (新設)'!G9=\"○\",'[4]10_パッケージ (新設)'!BE3,IF('[4]7_熱源機器（新設）'!AA9>0,'[4]7_熱源機器（新設）'!AA9,\"\"))","v":""},null,{"$f":"IF('[4]10_パッケージ (新設)'!G9=\"○\",'[4]10_パッケージ (新設)'!BF6,IF(AND(P36=\"\",R36=\"\"),\"\",P36-R36))","v":""},null,null,null,"物販店（自動車（新車）小売）",63.4,"商業施設（物販）",null,null,null,null,null,null,null,null,null,null,null,null,null,null,null,null,null,null,null,"計",{"$f":"AU31+AU32+AU33-AU34+AU35","v":0},{"$f":"AV31+AV32+AV33-AV34+AV35","v":0},0,0,0,0,0,0,0,0,0,0,0,0,0,0]
[null,null,null,null,null," A-2","高効率冷却塔の導入",null,null,null,null,null,null,null,null,{"$f":"IF('[4]10_パッケージ (新設)'!G9=\"○\",'[4]10_パッケージ (新設)'!BP4,IF('[4]19_冷却塔（撤去）'!U9>0,'[4]19_冷却塔（撤去）'!U9,IF('[4]8_冷却塔（新設）'!Z9>0,'[4]8_冷却塔（新設）'!Z9,\"\")))","v":""},null,{"$f":"IF('[4]8_冷却塔（新設）'!Y9>0,'[4]8_冷却塔（新設）'!Y9,\"\")","v":""},null,{"$f":"IF(AND(P37=\"\",R37=\"\"),\"\",IF(R37=\"\",P37,P37-R37))","v":""},null,null,null,"飲食店（食堂・レストラン）",596.6,"商業施設（飲食）"]
[null,null,null,null,null," A-3","高効率空調用ポンプの導入",null,null,null,null,null,null,null,null,{"$f":"IF('[4]10_パッケージ (新設)'!G9=\"○\",'[4]10_パッケージ (新設)'!BO4,IF('[4]20_空調用ポンプ (撤去)'!U9>0,'[4]20_空調用ポンプ (撤去)'!U9,IF('[4]9_空調用ポンプ（新設）'!Z9>0,'[4]9_空調用ポンプ（新設）'!Z9,\"\")))","v":""},null,{"$f":"IF('[4]9_空調用ポンプ（新設）'!Y9>0,'[4]9_空調用ポンプ（新設）'!Y9,\"\")","v":""},null,{"$f":"IF(AND(P38=\"\",R38=\"\"),\"\",IF(R38=\"\",P38,IF(T39=\"\",P38-R38,P38-R38-T39)))","v":""},null,null,null,"飲食店（居酒屋・バー）",365.1,"商業施設（飲食）"]
[null,null,null,null,null," A-4","空調用ポンプの省エネ制御の導入",null,null,null,null,null,null,null,null,null,null,null,null,{"$f":"IF('[4]9_空調用ポンプ（新設）'!AA9>0,'[4]9_空調用ポンプ（新設）'!AA9,\"\")","v":""},null,null,null,"飲食店（ハンバーガー）",733.4,"商業施設（飲食）",null,null,null,null,null,null,null,null,null,null,null,null,null,null,null,null,null,null,null,"一次エネルギー消費量　集計表"]
[null,null,"B. 空調・換気設備",null,null," B-1","高効率パッケージ形空調機の導入",null,null,null,null,null,null,null,null,{"$f":"IF('[4]10_パッケージ (新設)'!G9=\"○\",'[4]10_パッケージ (新設)'!BD4,IF('[4]21_パッケージ (撤去) '!Y9>0,'[4]21_パッケージ (撤去) '!Y9,IF('[4]10_パッケージ (新設)'!AC9>0,'[4]10_パッケージ (新設)'!AC9,\"\")))","v":""},null,{"$f":"IF('[4]10_パッケージ (新設)'!AB9>0,'[4]10_パッケージ (新設)'!AB9,\"\")","v":""},null,{"$f":"IF('[4]10_パッケージ (新設)'!G9=\"○\",'[4]10_パッケージ (新設)'!BG6,IF(AND(P40=\"\",R40=\"\"),\"\",P40-R40))","v":""},null,null,null,"飲食店（喫茶）",414.1,"商業施設（飲食）"]
[null,null,null,null,null," B-2","高効率空調機の導入",null,null,null,null,null,null,null,null,{"$f":"IF('[4]10_パッケージ (新設)'!G9=\"○\",'[4]10_パッケージ (新設)'!BQ4,IF('[4]22_空調機（撤去）'!Q9>0,'[4]22_空調機（撤去）'!Q9,IF('[4]11_空調機（新設）'!U9>0,'[4]11_空調機（新設）'!U9,\"\")))","v":""},null,{"$f":"IF('[4]11_空調機（新設）'!T9>0,'[4]11_空調機（新設）'!T9,\"\")","v":""},null,{"$f":"IF(AND(P41=\"\",R41=\"\"),\"\",IF(R41=\"\",P41,P41-R41))","v":""},null,null,null,"飲食店（焼肉）",561.9,"商業施設（飲食）","＊今回は、「用途別床面積」が必須入力項目となったため、不要。　",null,null,null,null,null,null,null,null,null,null,null,null,null,null,null,null,null,null,null,null,null,"撤去","新設","削減量",null,null,2013,2014,2015,2016,2017,2018,2019,2020]
[null,null,null,null,null," B-3","空調の省エネ制御の導入",null,null,null,null,null,null,null,null,null,null,null,null,{"$f":"IF('[4]12_空調制御（新設）'!V7>0,'[4]12_空調制御（新設）'!V7,\"\")","v":""},null,null,null,"飲食店（中華料理・ラーメン）",985.1,"商業施設（飲食）","主たる用途による",null,null,null,null,null,null,null,null,null,null,null,null,null,null,null,null,null,null,"高効率熱源機器の導入",null,null,{"$f":"IF('[4]10_パッケージ (新設)'!G9=\"○\",'[4]10_パッケージ (新設)'!BD10,IF('[4]18_熱源機器（撤去） '!AC9>0,'[4]18_熱源機器（撤去） '!AC9,IF('[4]7_熱源機器（新設）'!AD9>0,'[4]7_熱源機器（新設）'!AD9,\"\")))","v":""},{"$f":"IF('[4]10_パッケージ (新設)'!G9=\"○\",'[4]10_パッケージ (新設)'!BE10,IF('[4]7_熱源機器（新設）'!AC9>0,'[4]7_熱源機器（新設）'!AC9,\"\"))","v":""},null,null,"ＣＯ２",{"$f":"AU36","v":0},{"$f":"AW36","v":0},{"$f":"AY36","v":0},{"$f":"BA36","v":0},{"$f":"BC36","v":0},{"$f":"BE36","v":0},{"$f":"BG36","v":0},{"$f":"BI36","v":0}]
[null,null,null,null,null," B-4","全熱交換器の導入",null,null,null,null,null,null,null,null,{"$f":"IF('[4]23_全熱交換器 (撤去) '!Y10>0,'[4]23_全熱交換器 (撤去) '!Y10,IF('[4]13_全熱交換器 (新設)'!AA10>0,'[4]13_全熱交換器 (新設)'!AA10,\"\"))","v":""},null,{"$f":"IF('[4]13_全熱交換器 (新設)'!AB10>0,'[4]13_全熱交換器 (新設)'!AB10,\"\")","v":""},null,{"$f":"IF(AND(P43=\"\",R43=\"\"),\"\",P43-R43)","v":""},null,null,null,"飲食店（その他）",718.7,"商業施設（飲食）",null,"熱源機器\n冷房","熱源機器\n暖房","熱源補機、搬送冷房","熱源補機、搬送暖房","空調機","換気","給湯","点灯時間",null,null,null,null,null,null,null,"基準",null,null,"高効率冷却塔の導入",null,null,{"$f":"IF('[4]19_冷却塔（撤去）'!V9>0,'[4]19_冷却塔（撤去）'!V9,IF('[4]8_冷却塔（新設）'!AB9>0,'[4]8_冷却塔（新設）'!AB9,0))","v":0},{"$f":"IF('[4]8_冷却塔（新設）'!AA9>0,'[4]8_冷却塔（新設）'!AA9,0)","v":0},null,null,"一次エネルギー",{"$f":"AV36","v":0},{"$f":"AX36","v":0},{"$f":"AZ36","v":0},{"$f":"BB36","v":0},{"$f":"BD36","v":0},{"$f":"BF36","v":0},{"$f":"BH36","v":0},{"$f":"BJ36","v":0}]
[null,null,"C. 照明・電気設備",null,null," C-1","高効率照明器具の導入",null,null,null,null,null,null,null,null,{"$f":"IF('[4]24_照明 (撤去) '!U9>0,'[4]24_照明 (撤去) '!U9,IF('[4]14_照明 (新設)'!X3>0,'[4]14_照明 (新設)'!X3,\"\"))","v":""},null,{"$f":"IF('[4]14_照明 (新設)'!W3>0,'[4]14_照明 (新設)'!W3,\"\")","v":""},null,{"$f":"IF(AND(P44=\"\",R44=\"\"),\"\",IF(T45=\"\",P44-R44,P44-R44-T45))","v":""},null,null,null,"旅館・ホテル",125.2,"宿泊施設",null,{"$f":"VLOOKUP($AE$16,$AA$22:$AH$29,2,FALSE)","v":{"$error":"#N/A"}},{"$f":"VLOOKUP($AE$16,$AA$22:$AH$29,3,FALSE)","v":{"$error":"#N/A"}},{"$f":"VLOOKUP($AE$16,$AA$22:$AH$29,4,FALSE)","v":{"$error":"#N/A"}},{"$f":"VLOOKUP($AE$16,$AA$22:$AH$29,5,FALSE)","v":{"$error":"#N/A"}},{"$f":"VLOOKUP($AE$16,$AA$22:$AH$29,6,FALSE)","v":{"$error":"#N/A"}},{"$f":"VLOOKUP($AE$16,$AA$22:$AH$29,7,FALSE)","v":{"$error":"#N/A"}},{"$f":"VLOOKUP($AE$16,$AA$22:$AH$29,8,FALSE)","v":{"$error":"#N/A"}},{"$f":"VLOOKUP(AE16,AA22:AR29,18,FALSE)","v":{"$error":"#N/A"}},null,null,null,null,null,null,null,{"$f":"VLOOKUP(AE16,AA22:AQ29,17,FALSE)","v":{"$error":"#N/A"}},null,null,"高効率空調用ポンプの導入",null,null,{"$f":"IF('[4]20_空調用ポンプ (撤去)'!V9>0,'[4]20_空調用ポンプ (撤去)'!V9,IF('[4]9_空調用ポンプ（新設）'!AH9>0,'[4]9_空調用ポンプ（新設）'!AH9,0))","v":0},{"$f":"IF('[4]9_空調用ポンプ（新設）'!AG9>0,'[4]9_空調用ポンプ（新設）'!AG9,0)","v":0}]
[null,null,null,null,null," C-2","照明の省エネ制御の導入",null,null,null,null,null,null,null,null,null,null,null,null,{"$f":"IF('[4]14_照明 (新設)'!W5>0,'[4]14_照明 (新設)'!W5,\"\")","v":""},null,null,null,"学校・教育施設",23.4,"教育施設",null,null,null,null,null,null,null,null,null,null,null,null,null,null,null,null,null,null,null,"空調用ポンプの省エネ制御の導入"]
[null,null,null,null,null," C-3","高輝度型誘導灯の導入",null,null,null,null,null,null,null,null,{"$f":"IF('[4]15_誘導灯（更新）'!M5>0,'[4]15_誘導灯（更新）'!M5,\"\")","v":""},null,{"$f":"IF('[4]15_誘導灯（更新）'!L5>0,'[4]15_誘導灯（更新）'!L5,\"\")","v":""},null,{"$f":"IF(AND(P46=\"\",R46=\"\"),\"\",P46-R46)","v":""},null,null,null,"病院・診療所",106,"医療施設",null,null,null,null,null,null,null,null,null,null,null,null,null,null,null,null,null,null,null,"高効率パッケージ形空調機の導入",null,null,{"$f":"IF('[4]10_パッケージ (新設)'!G9=\"○\",'[4]10_パッケージ (新設)'!BD11,IF('[4]21_パッケージ (撤去) '!Z9>0,'[4]21_パッケージ (撤去) '!Z9,IF('[4]10_パッケージ (新設)'!AE9>0,'[4]10_パッケージ (新設)'!AE9,\"\")))","v":""},{"$f":"IF('[4]10_パッケージ (新設)'!AD9>0,'[4]10_パッケージ (新設)'!AD9,\"\")","v":""}]
[null,null,null,null,null," C-4","高効率変圧器の導入",null,null,null,null,null,null,null,null,{"$f":"IF('[4]25_変圧器（撤去） '!L6>0,'[4]25_変圧器（撤去） '!L6,IF('[4]16_変圧器（新設）'!O5>0,'[4]16_変圧器（新設）'!O5,\"\"))","v":""},null,{"$f":"IF('[4]16_変圧器（新設）'!N5>0,'[4]16_変圧器（新設）'!N5,\"\")","v":""},null,{"$f":"IF(AND(P47=\"\",R47=\"\"),\"\",P47-R47)","v":""},null,null,null,"保育所",57.1,"医療施設",null,null,null,null,null,null,null,null,null,null,null,null,null,null,null,null,null,null,null,"高効率空調機の導入",null,null,{"$f":"IF('[4]22_空調機（撤去）'!R9>0,'[4]22_空調機（撤去）'!R9,IF('[4]11_空調機（新設）'!W9>0,'[4]11_空調機（新設）'!W9,0))","v":0},{"$f":"IF('[4]11_空調機（新設）'!V9>0,'[4]11_空調機（新設）'!V9,0)","v":0}]
[null,null,"D.その他",null,null," D-1","エレベーターの省エネ制御の導入",null,null,null,null,null,null,null,null,null,null,null,null,{"$f":"IF('[4]17_エレベーター制御（新設）'!M12>0,'[4]17_エレベーター制御（新設）'!M12,\"\")","v":""},null,null,null,"保健・介護施設",72.599999999999994,"医療施設","採用デフォルト（運転時間）",{"$f":"IF($T$30=\"\",AB32,AB31)","v":{"$error":"#DIV/0!"}},{"$f":"IF($T$30=\"\",AC32,AC31)","v":{"$error":"#DIV/0!"}},{"$f":"IF($T$30=\"\",AD32,AD31)","v":{"$error":"#DIV/0!"}},{"$f":"IF($T$30=\"\",AE32,AE31)","v":{"$error":"#DIV/0!"}},{"$f":"IF($T$30=\"\",AF32,AF31)","v":{"$error":"#DIV/0!"}},null,null,null,null,null,null,null,null,null,null,null,null,null,"空調の省エネ制御の導入",null,null,null,null,{"$f":"IF('[4]12_空調制御（新設）'!W7>0,'[4]12_空調制御（新設）'!W7,0)","v":0}]
[null,null,null,null,null," D-2","その他1 BEMS(任意)",null,null,null,null,null,null,null,null,null,null,null,null,null,null,null,null,"フィットネス施設",203.5,"文化・娯楽施設","採用デフォルト（全負荷相当運転時間）",{"$f":"IF($T$30=\"\",AB44,AB30)","v":{"$error":"#DIV/0!"}},{"$f":"IF($T$30=\"\",AC44,AC30)","v":{"$error":"#DIV/0!"}},{"$f":"IF($T$30=\"\",AD44,AD30)","v":{"$error":"#DIV/0!"}},{"$f":"IF($T$30=\"\",AE44,AE30)","v":{"$error":"#DIV/0!"}},{"$f":"IF($T$30=\"\",AF44,AF30)","v":{"$error":"#DIV/0!"}},null,null,null,null,null,null,null,null,null,null,null,null,null,"全熱交換器の導入",null,null,{"$f":"IF('[4]23_全熱交換器 (撤去) '!Z10>0,'[4]23_全熱交換器 (撤去) '!Z10,IF('[4]13_全熱交換器 (新設)'!AA6>0,'[4]13_全熱交換器 (新設)'!AA6,0))","v":0},{"$f":"IF('[4]13_全熱交換器 (新設)'!AB6>0,'[4]13_全熱交換器 (新設)'!AB6,0)","v":0}]
[null,null,null,null,null," D-3","その他2 太陽光発電（任意）",null,null,null,null,null,null,null,null,null,null,null,null,null,null,null,null,"パチンコ店舗",287.10000000000002,"文化・娯楽施設",null,null,null,null,null,null,null,null,null,null,null,null,null,null,null,null,null,null,null,"高効率照明器具の導入",null,null,{"$f":"IF('[4]24_照明 (撤去) '!U6>0,'[4]24_照明 (撤去) '!U6,IF('[4]14_照明 (新設)'!X8>0,'[4]14_照明 (新設)'!X8,0))","v":0},{"$f":"IF('[4]14_照明 (新設)'!W8>0,'[4]14_照明 (新設)'!W8,0)","v":0}]
[null,null,null,null,null," D-4","その他3　遮熱・断熱（任意）",null,null,null,null,null,null,null,null,null,null,null,null,null,null,null,null,"カラオケボックス店舗",252.1,"文化・娯楽施設",null,null,null,null,null,null,null,null,null,null,null,null,null,null,null,null,null,null,null,"照明の省エネ制御の導入"]
[null,null,null,null,null," D-5","その他4　（任意）",null,null,null,null,null,null,null,null,null,null,null,null,null,null,null,null,"ゲームセンター",333.9,"文化・娯楽施設",null,null,null,null,null,null,null,null,null,null,null,null,null,null,null,null,null,null,null,"高輝度型誘導灯の導入",null,null,{"$f":"IF('[4]15_誘導灯（更新）'!M7>0,'[4]15_誘導灯（更新）'!M7,0)","v":0},{"$f":"IF('[4]15_誘導灯（更新）'!L7>0,'[4]15_誘導灯（更新）'!L7,0)","v":0}]
[null,null,null,null,null," D-6","その他5　（任意）",null,null,null,null,null,null,null,null,null,null,null,null,null,null,null,null,"図書館",64.3,"文化・娯楽施設",null,null,null,null,null,null,null,null,null,null,null,null,null,null,null,null,null,null,null,"高効率変圧器の導入",null,null,{"$f":"IF('[4]25_変圧器（撤去） '!M6>0,'[4]25_変圧器（撤去） '!M6,IF('[4]16_変圧器（新設）'!O6>0,'[4]16_変圧器（新設）'!O6,0))","v":0},{"$f":"IF('[4]16_変圧器（新設）'!N6>0,'[4]16_変圧器（新設）'!N6,0)","v":0}]
[null,null,null,null,null,null,null,null,null,null,null,null,null,null,null,null,null,null,"計",{"$f":"IF(SUM(T36:U53)=0,\"\",SUM(T36:U53))","v":""},null,null,null,"博物館・美術館",69.3,"文化・娯楽施設",null,null,null,null,null,null,null,null,null,null,null,null,null,null,null,null,null,null,null,"エレベーターの省エネ制御の導入",null,null,null,null,{"$f":"IF('[4]17_エレベーター制御（新設）'!N12>0,'[4]17_エレベーター制御（新設）'!N12,0)","v":0}]
[null,null,"省エネ改修評価",null,null,null,null,null,null,null,null,null,null,null,null,null,null,null,null,null,null,null,null,"区市町村庁舎等",54.6,"事務所",null,null,null,null,null,null,null,null,null,null,null,null,null,null,null,null,null,null,null,"その他1 BEMS(任意)",null,null,null,null,{"$f":"IF(T49=\"\",\"\",T49/0.382*1000*9.76)","v":""}]
[null,null,null,null,null,null,null,null,null,null,null,null,null,null,null,null,null,null,null,null,null,null,null,null,null,null,null,null,null,null,null,null,null,null,null,null,null,null,null,null,null,null,null,null,null,"その他2 太陽光発電（任意）",null,null,null,null,{"$f":"IF(T50=\"\",\"\",T50/0.382*1000*9.76)","v":""}]
[null,null,null,null,null,null,null,null,null,null,"CO2排出量原単位\n〔kg-CO2/㎡・年]",null,null,null,null,null,"一次エネルギー消費原単位\n[MJ/㎡・年]",null,null,null,null,null,null,null,null,null,null,null,null,null,null,null,null,null,null,null,null,null,null,null,null,null,null,null,null,"その他3　遮熱・断熱（任意）",null,null,null,null,{"$f":"IF(T51=\"\",\"\",T51/0.382*1000*9.76)","v":""}]
[null,null,null,"テナント入居率補正",null,{"$f":"IF(G18=\"\",\"\",HLOOKUP(G18-1,'[4]6_テナント入居率'!T10:AA11,2))","v":""},null,null,null,null,null,null,null,null,null,null,null,null,null,null,null,null,null,null,null,null,null,null,null,null,null,null,null,null,null,null,null,null,null,null,null,null,null,null,null,"その他4　（任意）",null,null,null,null,{"$f":"IF(T52=\"\",\"\",T52/0.382*1000*9.76)","v":""}]
[null,null,null,"ベンチマーク",null,null,null,null,null,null,null,null,{"$f":"100-Y64/X64*100","v":{"$error":"#VALUE!"}},"%削減",null,null,null,{"$f":"100-Y71/X71*100","v":{"$error":"#VALUE!"}},null,null,null,null,null,null,null,null,null,null,null,null,null,null,null,null,null,null,null,null,null,null,null,null,null,null,null,"その他5　（任意）",null,null,null,null,{"$f":"IF(T53=\"\",\"\",T53/0.382*1000*9.76)","v":""},"削減量"]
[null,null,null,null,null,null,null,null,null,null,null,null,null,null,null,null,null,null,null,"%削減",null,null,null,null,null,null,null,null,null,null,null,null,null,null,null,null,null,null,null,null,null,null,null,null,null,"計",null,null,{"$f":"SUM(AW42:AW59)","v":0},{"$f":"SUM(AX42:AX59)","v":0},{"$f":"SUM(AY42:AY59)","v":0},{"$f":"AW60-AX60+AY60","v":0}]
[null,null,null,"改修前",null,null,null,"改修後"]
[null,null,"B+"]
[null,null,null,{"$f":"IF(T32=\"\",\"\",HLOOKUP(G15,AT20:BA22,3,FALSE))","v":""},null,null,null,{"$f":"IF(T54=\"\",\"\",HLOOKUP(G15,AT20:BA21,2,FALSE))","v":""},null,null,null,null,null,null,null,null,null,null,null,null,null,null,null,"改修前","改修後"]
[null,null,null,null,null,null,null,null,null,null,null,null,null,null,null,null,null,null,null,null,null,null,null,{"$f":"IF(T32>0,T32/G17*1000,0)","v":{"$error":"#VALUE!"}},{"$f":"IF(T54<>0,(T32-T54)/G17*1000,\"\")","v":{"$error":"#VALUE!"}}]
[]
[]
[]
[]
[null,null,null,null,null,null,null,null,null,null,null,null,null,null,null,null,null,null,null,null,null,null,null,"申請前年度の一次エネルギー消費原単位",null,null,{"$f":"IF(G18=\"\",\"\",HLOOKUP(G18-1,BB41:BI43,3,FALSE))","v":""}]
[null,null,null,null,null,null,null,null,null,null,null,null,null,null,null,null,null,null,null,null,null,null,null,"改修前","改修後"]
[null,null,null,null,null,null,null,null,null,null,null,null,null,null,null,null,null,null,null,null,null,null,null,{"$f":"AA69/G17","v":{"$error":"#VALUE!"}},{"$f":"(AA69-AZ60)/G17","v":{"$error":"#VALUE!"}}]
[null,null,"運用改善目標",null,null,null,null,null,null,null,null,null,null,null,null,null,null,null,null,null,null,null,null,"運用改善目標"]
[]
[null,null,"①空調設定温度の緩和",null,null,null,null,null,null,null,null,null,null,null,null,null,null,null,null,null,null,null,null,"エネルギー消費割合"]
[]
[null,null,"冷房時",null,null,null,"℃","→",null,"℃",null,"実施範囲",null,null,"%","CO2削減量（参考）",null,null,null,{"$f":"IF(OR(F76=\"\",I76=\"\",N76=\"\"),\"\",T32*AD77*N76/100*(I76-F76)*AA79/100)","v":""},"t-CO2/年",null,null,"空調","照明",null,"事務室","共用部",null,"冷房","暖房"]
[null,null,"暖房時",null,null,null,"℃","→",null,"℃",null,"実施範囲",null,null,"%","CO2削減量（参考）",null,null,null,{"$f":"IF(OR(F77=\"\",I77=\"\",N77=\"\"),\"\",T32*AE77*N77/100*(F77-I77)*AA79/100)","v":""},"t-CO2/年",null,null,0.45200000000000001,0.20200000000000001,null,0.7,0.3,null,0.28799999999999998,0.16200000000000001]
[]
[null,null,"②空調起動開始時間の適正化",null,null,null,null,null,null,null,null,null,null,null,null,null,null,null,null,null,null,null,null,"空調設定温度を１℃緩和すると消費エネルギーが",null,null,5,"％削減"]
[]
[null,null,"起動開始時間",null,null,null,"分前","→",null,"分前",null,"実施範囲",null,null,"%","CO2削減量（参考）",null,null,null,{"$f":"IF(OR(F81=\"\",I81=\"\",N81=\"\"),\"\",T32*X77*N81/100*(F81-I81)/30*AB81/100)","v":""},"t-CO2/年",null,null,"空調起動開始時刻を30分遅くすると、空調の消費エネルギーが",null,null,null,1,"％削減"]
[]
[null,null,"③照明の間引き",null,null,null,null,null,null,null,null,null,null,null,null,null,null,null,null,null,null,null,null,"60分間消灯することで、照明の消費エネルギーが",null,null,8,"％削減"]
[]
[null,null,"共用部：間引き率",null,null,null,"%","→",null,"%",null,"実施範囲",null,null,"%","CO2削減量（参考）",null,null,null,{"$f":"IF(OR(F85=\"\",I85=\"\",N85=\"\"),\"\",T32*Y77*AB77*N85/100*(I85-F85)/100)","v":""},"t-CO2/年",null,null,"照度を100lx下げることで、照明の消費エネルギーが",null,null,10,"％削減"]
[]
[null,null,"事務室：間引き率",null,null,null,"%","→",null,"%",null,"実施範囲",null,null,"%","CO2削減量（参考）",null,null,null,{"$f":"IF(OR(F87=\"\",I87=\"\",N87=\"\"),\"\",T32*Y77*AA77*N87/100*(I87-F87)/100)","v":""},"t-CO2/年"]
[]
[null,null,"④昼休みの一斉消灯"]
[]
[null,null,"消灯時間",null,null,null,"分","→",null,"分",null,"実施範囲",null,null,"%","CO2削減量（参考）",null,null,null,{"$f":"IF(OR(F91=\"\",I91=\"\",N91=\"\"),\"\",T32*Y77*AA77*N91/100*(I91-F91)/60*AA83/100)","v":""},"t-CO2/年"]
[]
[null,null,"⑤照度設定の緩和"]
[]
[null,null,"照度",null,null,null,"lx","→",null,"lx",null,"実施範囲",null,null,"%","CO2削減量（参考）",null,null,null,{"$f":"IF(OR(F95=\"\",I95=\"\",N95=\"\"),\"\",T32*Y77*AA77*N95/100*(F95-I95)/100*AA85/100)","v":""},"t-CO2/年",null,null,"排出係数　及び　エネルギー消費量換算係数"]
[]
[null,null,null,null,null,null,null,null,null,null,null,null,null,null,null,null,null,null,null,null,null,null,null,"種別","第一計画期間","換算係数","第二計画期間","採用　排出係数"]
[null,null,null,null,null,null,null,null,null,null,null,null,null,null,null,null,null,null,null,null,null,null,null,null,"排出係数",null,"排出係数"]
[null,null,null,null,null,null,null,null,null,null,null,null,null,null,null,null,null,null,null,null,null,null,null,"電気",0.38200000000000001,9.76,0.48899999999999999,{"$f":"IF($J$32=\"第一計画期間\",Y99,AA99)","v":0.48899999999999999}]
[null,null,null,null,null,null,null,null,null,null,null,null,null,null,null,null,null,null,null,null,null,null,null,"中圧ｶﾞｽ",2.2770000000000001,45,{"$f":"Y100*0.0136/0.0138","v":2.2440000000000002},{"$f":"IF($J$32=\"第一計画期間\",Y100,AA100)","v":2.2440000000000002}]
[null,null,null,null,null,null,null,null,null,null,null,null,null,null,null,null,null,null,null,null,null,null,null,"低圧ｶﾞｽ",2.2770000000000001,45,{"$f":"Y101*0.0136/0.0138","v":2.2440000000000002},2.2440000000000002]
[null,null,null,null,null,null,null,null,null,null,null,null,null,null,null,null,null,null,null,null,null,null,null,"LPG",3.0019999999999998,50.8,{"$f":"Y102*0.0161/0.0163","v":2.9651656441717793},2.9651656441717793]
[null,null,null,null,null,null,null,null,null,null,null,null,null,null,null,null,null,null,null,null,null,null,null,"A重油",2.7096300000000002,39.1,2.7096300000000002,2.7096300000000002]
[null,null,null,null,null,null,null,null,null,null,null,null,null,null,null,null,null,null,null,null,null,null,null,"灯油",2.4894833333333337,36.700000000000003,2.4894833333333337,2.4894833333333337]
[null,null,null,null,null,null,null,null,null,null,null,null,null,null,null,null,null,null,null,null,null,null,null,"蒸気・熱",5.1999999999999998E-2,1.36,0.06,0.06]
[]
[]
[]
[]
[]
[]
[]
[]
[]
[]
[]
[]
[]
[]
[]
[]
[]
[]
[]
[]
[]
[]
[]
[]
[]
[]
[]
[]
[]
[]
[]
[]
[]
[]
[]
[]
[]
[]
[]
[]
[]
[]
[]
[]
[]
[]
[]
[]
[]
[]
[]
[]
[]
[]
[]
[]
[]
[]
[]
[]
[]
[]
[]
[]
[]
[]
[]
[]
[]
[]
[]
[]
[]
[]
[]
[]
[]
[]
[]
[]
[]
[]
[]
[]
[]
[]
[]
[]
[]
[]
[]
[]
[]
[]
[]
[]
[]
[]
[]
[]
[]
[]
[]
[]
[]
[]
[]
[]
[]
[]
[]
[]
[]
[]
[]
[]
[]
[]
[]
[]
[]
[]
[]
[]
[]
[]
[]
[]
[]
[]
[]
[]
[]
[]
[]
[]
[]
[]
[]
[]
[]
[]
[]
[]
[]
[]
[]
[]
[]
[]
[]
[]
[]
[]
[]
[]
[]
[]
[]
[]
[]
[]
[]
[]
[]
[]
[]
[]
[]
[]
[]
[]
[]
[]
[]
[]
[]
[]
[]
[]
[]
[]
[]
[]
[]
[]
[]
[]
[]
[]
[]
[]
[]
[null,null,null,null,null,null,null,null,null,null,null,null,null,null,null,null,"改修前","改修後"]
[null,null,null,null,null,null,null,null,null,null,null,null,null,null,null,null,{"$f":"X64","v":{"$error":"#VALUE!"}},{"$f":"Y64","v":{"$error":"#VALUE!"}}]
[null,null,null,null,null,null,null,null,null,null,null,null,null,null,null,null,"改修前","改修後"]
[null,null,null,null,null,null,null,null,null,null,null,null,null,null,null,null,{"$f":"X71","v":{"$error":"#VALUE!"}},{"$f":"Y71","v":{"$error":"#VALUE!"}}]

{"sheet":"削減量集計","index":29,"n_rows":32,"n_cols":34,"rows_kept":32,"cut":false,"hidden":true,"merged":[[21,12,21,13],[21,14,21,15],[20,4,20,5],[20,6,20,7],[20,8,20,9],[20,10,20,11],[21,4,21,5],[21,6,21,7],[21,8,21,9],[21,10,21,11],[18,12,18,13],[18,14,18,15],[18,16,18,17],[19,12,19,13],[19,14,19,15],[19,16,19,17],[20,12,20,13],[20,14,20,15],[20,16,20,17],[16,0,21,2],[16,4,16,5],[16,6,16,7],[16,8,16,9],[16,10,16,11],[17,4,17,5],[17,6,17,7],[17,8,17,9],[17,10,17,11],[19,4,19,5],[19,6,19,7],[19,8,19,9],[19,10,19,11],[18,4,18,5],[18,6,18,7],[18,8,18,9],[18,10,18,11],[16,12,16,13],[16,14,16,15],[16,16,16,17],[17,12,17,13],[17,14,17,15],[17,16,17,17],[14,4,14,5],[14,6,14,7],[14,8,14,9],[14,10,14,11],[15,4,15,5],[15,6,15,7],[15,8,15,9],[15,10,15,11],[12,0,15,2],[12,4,12,5],[12,6,13,7],[12,8,13,9],[12,10,12,11],[10,4,10,5],[10,6,10,7],[10,8,10,9],[10,10,10,11],[13,4,13,5],[13,10,13,11],[11,4,11,5],[11,6,11,7],[11,8,11,9],[11,10,11,11],[8,0,11,2],[8,4,8,5],[8,6,8,7],[8,8,8,9],[8,10,8,11],[9,4,9,5],[9,6,9,7],[9,8,9,9],[9,10,9,11],[4,0,7,2],[4,4,4,5],[4,6,4,7],[4,8,4,9],[2,0,3,2],[2,3,3,3],[2,4,3,5],[2,6,2,9],[2,10,3,11],[4,10,4,11],[5,4,5,5],[5,6,5,7],[5,8,5,9],[5,10,5,11],[6,4,6,5],[6,6,7,7],[6,8,7,9],[6,10,6,11],[7,4,7,5],[7,10,7,11],[6,12,7,13],[6,14,7,15],[6,16,6,17],[7,16,7,17],[8,12,8,13],[12,12,13,13],[14,12,14,13],[15,12,15,13],[3,6,3,7],[3,8,3,9],[12,14,13,15],[12,16,12,17],[13,16,13,17],[14,14,14,15],[14,16,14,17],[15,14,15,15],[15,16,15,17],[8,14,8,15],[8,16,8,17],[9,12,9,13],[9,14,9,15],[9,16,9,17],[10,12,10,13],[10,14,10,15],[2,12,2,15],[2,16,3,17],[3,12,3,13],[3,14,3,15],[4,12,4,13],[4,14,4,15],[4,16,4,17],[5,12,5,13],[5,14,5,15],[5,16,5,17],[10,16,10,17],[11,12,11,13],[11,14,11,15],[11,16,11,17],[21,16,21,17],[2,18,2,21],[2,22,3,23],[3,18,3,19],[3,20,3,21],[4,18,4,19],[4,20,4,21],[4,22,4,23],[5,18,5,19],[5,20,5,21],[5,22,5,23],[6,18,7,19],[6,20,7,21],[6,22,6,23],[7,22,7,23],[8,18,8,19],[8,20,8,21],[8,22,8,23],[9,18,9,19],[9,20,9,21],[9,22,9,23],[10,18,10,19],[10,20,10,21],[10,22,10,23],[11,18,11,19],[11,20,11,21],[11,22,11,23],[12,18,13,19],[12,20,13,21],[12,22,12,23],[13,22,13,23],[14,18,14,19],[14,20,14,21],[14,22,14,23],[18,20,18,21],[18,22,18,23],[19,18,19,19],[19,20,19,21],[19,22,19,23],[20,18,20,19],[20,20,20,21],[20,22,20,23],[15,18,15,19],[15,20,15,21],[15,22,15,23],[16,18,16,19],[16,20,16,21],[16,22,16,23],[17,18,17,19],[17,20,17,21],[17,22,17,23],[21,18,21,19],[21,20,21,21],[21,22,21,23],[3,24,3,25],[2,24,2,27],[2,28,3,29],[3,26,3,27],[4,24,4,25],[4,26,4,27],[4,28,4,29],[5,24,5,25],[5,26,5,27],[5,28,5,29],[6,24,7,25],[6,26,7,27],[6,28,6,29],[7,28,7,29],[8,24,8,25],[8,26,8,27],[8,28,8,29],[9,24,9,25],[9,26,9,27],[9,28,9,29],[18,18,18,19],[10,24,10,25],[10,26,10,27],[10,28,10,29],[11,24,11,25],[11,26,11,27],[11,28,11,29],[12,24,13,25],[12,26,13,27],[12,28,12,29],[13,28,13,29],[14,24,14,25],[14,26,14,27],[14,28,14,29],[15,24,15,25],[15,26,15,27],[15,28,15,29],[16,24,16,25],[16,26,16,27],[16,28,16,29],[20,24,20,25],[20,26,20,27],[20,28,20,29],[21,24,21,25],[21,26,21,27],[21,28,21,29],[17,24,17,25],[17,26,17,27],[17,28,17,29],[18,24,18,25],[18,26,18,27],[18,28,18,29],[19,24,19,25],[19,26,19,27],[19,28,19,29],[22,22,22,23],[22,24,22,25],[22,26,22,27],[22,28,22,29],[22,0,22,5],[22,6,22,7],[22,8,22,9],[22,10,22,11],[22,12,22,13],[22,14,22,15],[22,16,22,17],[22,18,22,19],[22,20,22,21],[13,31,13,32],[14,31,14,32],[15,31,15,32],[16,31,16,32],[4,31,4,32],[5,31,5,32],[6,31,6,32],[7,31,7,32],[8,31,8,32],[9,31,9,32],[10,31,10,32],[11,31,11,32],[12,31,12,32]]}
["■削減対策項目シートによる計算結果集計表"]
[]
["区分",null,null,"No","削減対策項目",null,"CO2排出量 [t－CO2/年]",null,null,null,"CO2削減量\n〔t－CO2/年]",null,"一次エネルギー消費量 [MJ/年]",null,null,null,"一次エネルギー削減量\n〔MJ/年]",null,"電気消費量 [kWh/年]",null,null,null,"電気削減量\n〔kWh/年]",null,"都市ガス消費量 [㎥/年]",null,null,null,"都市ガス削減量\n〔㎥/年]"]
[null,null,null,null,null,null,"撤去シート\n（改修前）",null,"新設シート\n（改修後）",null,null,null,"撤去シート\n（改修前）",null,"新設シート\n（改修後）",null,null,null,"撤去シート\n（改修前）",null,"新設シート\n（改修後）",null,null,null,"撤去シート\n（改修前）",null,"新設シート\n（改修後）"]
["A.熱源・熱搬送設備",null,null," A-1","高効率熱源機器の導入",null,{"$f":"IF('11_パッケージ (新設)'!G9=\"○\",'11_パッケージ (新設)'!BJ10,IF('20_熱源機器（撤去） '!AA9>0,'20_熱源機器（撤去） '!AA9,IF('8_熱源機器（新設）'!AB9>0,'8_熱源機器（新設）'!AB9,\"\")))","v":""},null,{"$f":"IF('11_パッケージ (新設)'!G9=\"○\",'11_パッケージ (新設)'!BK10,IF('8_熱源機器（新設）'!AA9>0,'8_熱源機器（新設）'!AA9,\"\"))","v":""},null,{"$f":"IF('11_パッケージ (新設)'!G9=\"○\",'11_パッケージ (新設)'!BF6,IF(AND(G5=\"\",I5=\"\"),\"\",G5-I5))","v":""},null,{"$f":"IF('11_パッケージ (新設)'!G9=\"○\",'11_パッケージ (新設)'!BD3*1000/'2_メイン'!Z19*'2_メイン'!Z20,IF('20_熱源機器（撤去） '!AB9>0,'20_熱源機器（撤去） '!AB9,IF('8_熱源機器（新設）'!AD9>0,'8_熱源機器（新設）'!AD9,\"\")))","v":""},null,{"$f":"IF('11_パッケージ (新設)'!G9=\"○\",'11_パッケージ (新設)'!BK11,IF('8_熱源機器（新設）'!AC9>0,'8_熱源機器（新設）'!AC9,\"\"))","v":""},null,{"$f":"IFERROR(M5-O5,\"\")","v":""},null,{"$f":"IF('11_パッケージ (新設)'!G9=\"○\",'11_パッケージ (新設)'!BJ12,IF('20_熱源機器（撤去） '!AC9>0,'20_熱源機器（撤去） '!AC9,IF('8_熱源機器（新設）'!AF9>0,'8_熱源機器（新設）'!AF9,\"\")))","v":""},null,{"$f":"IF('11_パッケージ (新設)'!G9=\"○\",'11_パッケージ (新設)'!BK12,IF('8_熱源機器（新設）'!AE9>0,'8_熱源機器（新設）'!AE9,\"\"))","v":""},null,{"$f":"IFERROR(S5-U5,\"\")","v":""},null,{"$f":"IF('11_パッケージ (新設)'!G9=\"○\",'11_パッケージ (新設)'!BJ13,IF('20_熱源機器（撤去） '!AD9>0,'20_熱源機器（撤去） '!AD9,IF('8_熱源機器（新設）'!AH9>0,'8_熱源機器（新設）'!AH9,\"\")))","v":""},null,{"$f":"IF('11_パッケージ (新設)'!G9=\"○\",'11_パッケージ (新設)'!BK13,IF('8_熱源機器（新設）'!AG9>0,'8_熱源機器（新設）'!AG9,\"\"))","v":""},null,{"$f":"IFERROR(Y5-AA5,\"\")","v":""},null,{"$f":"IFERROR(RANK(AH5,$AH$5:$AH$17,0),\"\")","v":""},"高効率熱源機器の導入",null,{"$f":"IF(OR(I5=0,I5=\"\"),\"\",K5)","v":""}]
[null,null,null," A-2","高効率冷却塔の導入",null,{"$f":"IF('11_パッケージ (新設)'!G9=\"○\",'11_パッケージ (新設)'!BP4,IF('21_冷却塔（撤去）'!U9>0,'21_冷却塔（撤去）'!U9,IF('9_冷却塔（新設）'!Z9>0,'9_冷却塔（新設）'!Z9,\"\")))","v":""},null,{"$f":"IF('9_冷却塔（新設）'!Y9>0,'9_冷却塔（新設）'!Y9,\"\")","v":""},null,{"$f":"IF(AND(G6=\"\",I6=\"\"),\"\",IF(I6=\"\",G6,G6-I6))","v":""},null,{"$f":"IF('11_パッケージ (新設)'!G9=\"○\",'11_パッケージ (新設)'!BP4*1000/'2_メイン'!Z19*'2_メイン'!Z20,IF('21_冷却塔（撤去）'!V9>0,'21_冷却塔（撤去）'!V9,IF('9_冷却塔（新設）'!AB9>0,'9_冷却塔（新設）'!AB9,\"\")))","v":""},null,{"$f":"IF('9_冷却塔（新設）'!AA9>0,'9_冷却塔（新設）'!AA9,\"\")","v":""},null,{"$f":"IF(AND(M6=\"\",O6=\"\"),\"\",IF(O6=\"\",M6,M6-O6))","v":""},null,{"$f":"IFERROR(G6*1000/'2_メイン'!$Z$19,\"\")","v":""},null,{"$f":"IFERROR(I6*1000/'2_メイン'!$Z$19,\"\")","v":""},null,{"$f":"IF(AND(S6=\"\",U6=\"\"),\"\",IF(U6=\"\",S6,S6-U6))","v":""},null,null,null,null,null,null,null,{"$f":"IFERROR(RANK(AH6,$AH$5:$AH$17,0),\"\")","v":""},"高効率冷却塔の導入",null,{"$f":"IF(OR(I6=0,I6=\"\"),\"\",K6)","v":""}]
[null,null,null," A-3","高効率空調用ポンプの導入",null,{"$f":"IF('11_パッケージ (新設)'!G9=\"○\",'11_パッケージ (新設)'!BO4,IF('22空調用ポンプ (撤去)'!U8>0,'22空調用ポンプ (撤去)'!U8,IF('10_空調用ポンプ（新設）'!Z9>0,'10_空調用ポンプ（新設）'!Z9,\"\")))","v":""},null,{"$f":"IF('10_空調用ポンプ（新設）'!Y9>0,'10_空調用ポンプ（新設）'!Y9,\"\")","v":""},null,{"$f":"IF(AND(G7=\"\",I7=\"\"),\"\",IF(I7=\"\",G7,IF(K8=\"\",G7-I7,G7-I7-K8)))","v":""},null,{"$f":"IF('11_パッケージ (新設)'!G9=\"○\",'11_パッケージ (新設)'!BO4*1000/'2_メイン'!Z19*'2_メイン'!Z20,IF('22空調用ポンプ (撤去)'!V8>0,'22空調用ポンプ (撤去)'!V8,IF('10_空調用ポンプ（新設）'!AC9>0,'10_空調用ポンプ（新設）'!AC9,\"\")))","v":""},null,{"$f":"IF('10_空調用ポンプ（新設）'!AB9>0,'10_空調用ポンプ（新設）'!AB9,\"\")","v":""},null,{"$f":"IF(AND(M7=\"\",O7=\"\"),\"\",IF(O7=\"\",M7,IF(Q8=\"\",M7-O7,M7-O7-Q8)))","v":""},null,{"$f":"IFERROR(G7*1000/'2_メイン'!$Z$19,\"\")","v":""},null,{"$f":"IFERROR(I7*1000/'2_メイン'!$Z$19,\"\")","v":""},null,{"$f":"IF(AND(S7=\"\",U7=\"\"),\"\",IF(U7=\"\",S7,IF(W8=\"\",S7-U7,S7-U7-W8)))","v":""},null,{"$f":"IF('11_パッケージ (新設)'!Y9=\"○\",'11_パッケージ (新設)'!CG4,IF('22空調用ポンプ (撤去)'!AM9>0,'22空調用ポンプ (撤去)'!AM9,IF('10_空調用ポンプ（新設）'!AR9>0,'10_空調用ポンプ（新設）'!AR9,\"\")))","v":""},null,{"$f":"IF('11_パッケージ (新設)'!AA9=\"○\",'11_パッケージ (新設)'!CI4,IF('22空調用ポンプ (撤去)'!AO9>0,'22空調用ポンプ (撤去)'!AO9,IF('10_空調用ポンプ（新設）'!AT9>0,'10_空調用ポンプ（新設）'!AT9,\"\")))","v":""},null,null,null,"","高効率空調用ポンプの導入",null,{"$f":"IF(OR(I7=0,I7=\"\"),\"\",K7)","v":""}]
[null,null,null," A-4","空調用ポンプの省エネ制御の導入",null,null,null,null,null,{"$f":"IF('10_空調用ポンプ（新設）'!AA9>0,'10_空調用ポンプ（新設）'!AA9,\"\")","v":""},null,null,null,null,null,{"$f":"IF('10_空調用ポンプ（新設）'!AA11>0,'10_空調用ポンプ（新設）'!AA11,\"\")","v":""},null,null,null,null,null,{"$f":"IFERROR(K8*1000/'2_メイン'!$Z$19,\"\")","v":""},null,null,null,null,null,null,null,"","空調用ポンプの省エネ制御の導入",null,""]
["B. 空調・換気設備",null,null," B-1","高効率パッケージ形空調機の導入",null,{"$f":"IF('11_パッケージ (新設)'!G9=\"○\",'11_パッケージ (新設)'!BD4,IF('23_パッケージ (撤去) '!Y9>0,'23_パッケージ (撤去) '!Y9,IF('11_パッケージ (新設)'!AC9>0,'11_パッケージ (新設)'!AC9,\"\")))","v":""},null,{"$f":"IF('11_パッケージ (新設)'!AB9>0,'11_パッケージ (新設)'!AB9,\"\")","v":""},null,{"$f":"IF('11_パッケージ (新設)'!G9=\"○\",'11_パッケージ (新設)'!BG6,IF(AND(G9=\"\",I9=\"\"),\"\",G9-I9))","v":""},null,{"$f":"IF('11_パッケージ (新設)'!M9=\"○\",'11_パッケージ (新設)'!BD4*1000/'2_メイン'!Z19*'2_メイン'!Z20,IF('23_パッケージ (撤去) '!Z9>0,'23_パッケージ (撤去) '!Z9,IF('11_パッケージ (新設)'!AE9>0,'11_パッケージ (新設)'!AE9,\"\")))","v":""},null,{"$f":"IF('11_パッケージ (新設)'!AD9>0,'11_パッケージ (新設)'!AD9,\"\")","v":""},null,{"$f":"IFERROR(M9-O9,\"\")","v":""},null,{"$f":"IF('11_パッケージ (新設)'!G9=\"○\",'11_パッケージ (新設)'!BD4*1000/'2_メイン'!Z19,IF('23_パッケージ (撤去) '!AA9>0,'23_パッケージ (撤去) '!AA9,IF('11_パッケージ (新設)'!AG9>0,'11_パッケージ (新設)'!AG9,\"\")))","v":""},null,{"$f":"IF('11_パッケージ (新設)'!AF9>0,'11_パッケージ (新設)'!AF9,\"\")","v":""},null,{"$f":"IFERROR(S9-U9,\"\")","v":""},null,{"$f":"IF('11_パッケージ (新設)'!G9=\"○\",0,IF('23_パッケージ (撤去) '!AB9>0,'23_パッケージ (撤去) '!AB9,IF('11_パッケージ (新設)'!AI9>0,'11_パッケージ (新設)'!AI9,\"\")))","v":""},null,{"$f":"IF('11_パッケージ (新設)'!AH9>=0,'11_パッケージ (新設)'!AH9,\"\")","v":0},null,{"$f":"IFERROR(Y9-AA9,\"\")","v":""},null,"","高効率パッケージ形空調機の導入",null,""]
[null,null,null," B-2","高効率空調機の導入",null,{"$f":"IF('11_パッケージ (新設)'!G9=\"○\",'11_パッケージ (新設)'!BQ4,IF('24_空調機（撤去）'!Q9>0,'24_空調機（撤去）'!Q9,IF('12_空調機（新設）'!U9>0,'12_空調機（新設）'!U9,\"\")))","v":""},null,{"$f":"IF('12_空調機（新設）'!T9>0,'12_空調機（新設）'!T9,\"\")","v":""},null,{"$f":"IF(AND(G10=\"\",I10=\"\"),\"\",IF(I10=\"\",G10,G10-I10))","v":""},null,{"$f":"IF('11_パッケージ (新設)'!G9=\"○\",'11_パッケージ (新設)'!BQ4*1000/'2_メイン'!Z19*'2_メイン'!Z20,IF('24_空調機（撤去）'!R9>0,'24_空調機（撤去）'!R9,IF('12_空調機（新設）'!W9>0,'12_空調機（新設）'!W9,\"\")))","v":""},null,{"$f":"IF('12_空調機（新設）'!V9>0,'12_空調機（新設）'!V9,\"\")","v":""},null,{"$f":"IF(AND(M10=\"\",O10=\"\"),\"\",IF(O10=\"\",M10,M10-O10))","v":""},null,{"$f":"IFERROR(G10*1000/'2_メイン'!$Z$19,\"\")","v":""},null,{"$f":"IFERROR(I10*1000/'2_メイン'!$Z$19,\"\")","v":""},null,{"$f":"IF(AND(S10=\"\",U10=\"\"),\"\",IF(U10=\"\",S10,S10-U10))","v":""},null,null,null,null,null,null,null,"","高効率空調機の導入",null,""]
[null,null,null," B-3","空調の省エネ制御の導入",null,null,null,null,null,{"$f":"IF('13_空調制御（新設）'!W7>0,'13_空調制御（新設）'!W7,\"\")","v":""},null,null,null,null,null,{"$f":"IF('13_空調制御（新設）'!X7>0,'13_空調制御（新設）'!X7,\"\")","v":""},null,null,null,null,null,{"$f":"'13_空調制御（新設）'!Y7","v":0},null,null,null,null,null,{"$f":"'13_空調制御（新設）'!Z7","v":0},null,"","空調の省エネ制御の導入",null,""]
[null,null,null," B-4","全熱交換器の導入",null,{"$f":"IF('25_全熱交換器 (撤去) '!AG6>0,'25_全熱交換器 (撤去) '!AG6,IF('14_全熱交換器 (新設)'!AI6>0,'14_全熱交換器 (新設)'!AI6,\"\"))","v":""},null,{"$f":"IF('14_全熱交換器 (新設)'!AJ6>0,'14_全熱交換器 (新設)'!AJ6,\"\")","v":""},null,{"$f":"IF(AND(G12=\"\",I12=\"\"),\"\",G12-I12)","v":""},null,{"$f":"IF('25_全熱交換器 (撤去) '!AE6>0,'25_全熱交換器 (撤去) '!AE6,IF('14_全熱交換器 (新設)'!AG6>0,'14_全熱交換器 (新設)'!AG6,\"\"))","v":""},null,{"$f":"IF('14_全熱交換器 (新設)'!AH6>0,'14_全熱交換器 (新設)'!AH6,\"\")","v":""},null,{"$f":"IF(AND(M12=\"\",O12=\"\"),\"\",M12-O12)","v":""},null,{"$f":"IF('25_全熱交換器 (撤去) '!AI6>0,'25_全熱交換器 (撤去) '!AI6,IF('14_全熱交換器 (新設)'!AK6>0,'14_全熱交換器 (新設)'!AK6,\"\"))","v":""},null,{"$f":"IF('14_全熱交換器 (新設)'!AL6>0,'14_全熱交換器 (新設)'!AL6,\"\")","v":""},null,{"$f":"IF(AND(S12=\"\",U12=\"\"),\"\",S12-U12)","v":""},null,{"$f":"IF('25_全熱交換器 (撤去) '!AK6>0,'25_全熱交換器 (撤去) '!AK6,IF('14_全熱交換器 (新設)'!AM6>0,'14_全熱交換器 (新設)'!AM6,\"\"))","v":""},null,{"$f":"IF('14_全熱交換器 (新設)'!AN6>0,'14_全熱交換器 (新設)'!AN6,\"\")","v":""},null,{"$f":"IF(AND(Y12=\"\",AA12=\"\"),\"\",Y12-AA12)","v":""},null,"","全熱交換器の導入",null,""]
["C. 照明・電気設備",null,null," C-1","高効率照明器具の導入",null,{"$f":"IF('26_照明 (撤去) '!U9>0,'26_照明 (撤去) '!U9,IF('15_照明 (新設)'!X3>0,'15_照明 (新設)'!X3,\"\"))","v":""},null,{"$f":"IF('15_照明 (新設)'!W3>0,'15_照明 (新設)'!W3,\"\")","v":""},null,{"$f":"IF(AND(G13=\"\",I13=\"\"),\"\",IF(K14=\"\",G13-I13,G13-I13-K14))","v":""},null,{"$f":"IFERROR(G13*1000/'2_メイン'!$Z$19*'2_メイン'!$Z$20,\"\")","v":""},null,{"$f":"IFERROR(I13*1000/'2_メイン'!$Z$19*'2_メイン'!$Z$20,\"\")","v":""},null,{"$f":"IF(AND(M13=\"\",O13=\"\"),\"\",IF(Q14=\"\",M13-O13,M13-O13-Q14))","v":""},null,{"$f":"IFERROR(G13*1000/'2_メイン'!$Z$19,\"\")","v":""},null,{"$f":"IFERROR(I13*1000/'2_メイン'!$Z$19,\"\")","v":""},null,{"$f":"IF(AND(S13=\"\",U13=\"\"),\"\",IF(W14=\"\",S13-U13,S13-U13-W14))","v":""},null,{"$f":"IF('11_パッケージ (新設)'!Y15=\"○\",'11_パッケージ (新設)'!CG10,IF('22空調用ポンプ (撤去)'!AM15>0,'22空調用ポンプ (撤去)'!AM15,IF('10_空調用ポンプ（新設）'!AR15>0,'10_空調用ポンプ（新設）'!AR15,\"\")))","v":""},null,{"$f":"IF('11_パッケージ (新設)'!AA15=\"○\",'11_パッケージ (新設)'!CI10,IF('22空調用ポンプ (撤去)'!AO15>0,'22空調用ポンプ (撤去)'!AO15,IF('10_空調用ポンプ（新設）'!AT15>0,'10_空調用ポンプ（新設）'!AT15,\"\")))","v":""},null,null,null,"","高効率照明器具の導入",null,""]
[null,null,null," C-2","照明の省エネ制御の導入",null,null,null,null,null,{"$f":"IF('15_照明 (新設)'!W5>0,'15_照明 (新設)'!W5,\"\")","v":""},null,null,null,null,null,{"$f":"IFERROR(K14*1000/'2_メイン'!$Z$19*'2_メイン'!$Z$20,\"\")","v":""},null,null,null,null,null,{"$f":"IFERROR(K14*1000/'2_メイン'!$Z$19,\"\")","v":""},null,null,null,null,null,null,null,"","照明の省エネ制御の導入",null,""]
[null,null,null," C-3","高輝度型誘導灯の導入",null,{"$f":"IF('16_誘導灯（新設）'!M5>0,'16_誘導灯（新設）'!M5,\"\")","v":""},null,{"$f":"IF('16_誘導灯（新設）'!L5>0,'16_誘導灯（新設）'!L5,\"\")","v":""},null,{"$f":"IF(AND(G15=\"\",I15=\"\"),\"\",G15-I15)","v":""},null,{"$f":"IF('16_誘導灯（新設）'!M7>0,'16_誘導灯（新設）'!M7,\"\")","v":""},null,{"$f":"IF('16_誘導灯（新設）'!L7>0,'16_誘導灯（新設）'!L7,\"\")","v":""},null,{"$f":"IF(AND(M15=\"\",O15=\"\"),\"\",M15-O15)","v":""},null,{"$f":"IFERROR(G15*1000/'2_メイン'!$Z$19,\"\")","v":""},null,{"$f":"IFERROR(I15*1000/'2_メイン'!$Z$19,\"\")","v":""},null,{"$f":"IF(AND(S15=\"\",U15=\"\"),\"\",S15-U15)","v":""},null,null,null,null,null,null,null,"","高輝度型誘導灯の導入",null,""]
[null,null,null," C-4","高効率変圧器の導入",null,{"$f":"IF('27_変圧器（撤去） '!L6>0,'27_変圧器（撤去） '!L6,IF('17_変圧器（新設）'!O6>0,'17_変圧器（新設）'!O6,\"\"))","v":""},null,{"$f":"IF('17_変圧器（新設）'!N6>0,'17_変圧器（新設）'!N6,\"\")","v":""},null,{"$f":"IF(AND(G16=\"\",I16=\"\"),\"\",G16-I16)","v":""},null,{"$f":"IFERROR(G16*1000/'2_メイン'!$Z$19*'2_メイン'!$Z$20,\"\")","v":""},null,{"$f":"IFERROR(I16*1000/'2_メイン'!$Z$19*'2_メイン'!$Z$20,\"\")","v":""},null,{"$f":"IF(AND(M16=\"\",O16=\"\"),\"\",M16-O16)","v":""},null,{"$f":"IFERROR(G16*1000/'2_メイン'!$Z$19,\"\")","v":""},null,{"$f":"IFERROR(I16*1000/'2_メイン'!$Z$19,\"\")","v":""},null,{"$f":"IF(AND(S16=\"\",U16=\"\"),\"\",S16-U16)","v":""},null,null,null,null,null,null,null,"","高効率変圧器の導入",null,""]
["D.その他",null,null," D-1","エレベーターの省エネ制御の導入",null,null,null,null,null,{"$f":"IF('18_エレベーター制御（新設）'!M12>0,'18_エレベーター制御（新設）'!M12,\"\")","v":""},null,null,null,null,null,{"$f":"IFERROR(K17*1000/'2_メイン'!$Z$19*'2_メイン'!$Z$20,\"\")","v":""},null,null,null,null,null,{"$f":"IFERROR(K17*1000/'2_メイン'!$Z$19,\"\")","v":""},null,null,null,null,null,null,null,"","エレベーターの省エネ制御の導入",null,""]
[null,null,null," D-2","その他1 BEMS(任意)",null,null,null,null,null,{"$f":"IF('19_その他'!H15>0,'19_その他'!H15,\"\")","v":""},null,null,null,null,null,{"$f":"IFERROR(K18*1000/'2_メイン'!$Z$19*'2_メイン'!$Z$20,\"\")","v":""},null,null,null,null,null,{"$f":"IF('19_その他'!F15>0,'19_その他'!F15,\"\")","v":""}]
[null,null,null," D-3","その他2 太陽光発電（任意）",null,null,null,null,null,{"$f":"IF('19_その他'!H16>0,'19_その他'!H16,\"\")","v":""},null,null,null,null,null,{"$f":"IFERROR(K19*1000/'2_メイン'!$Z$19*'2_メイン'!$Z$20,\"\")","v":""},null,null,null,null,null,{"$f":"IF('19_その他'!F16>0,'19_その他'!F16,\"\")","v":""}]
[null,null,null," D-4","その他3　遮熱・断熱（任意）",null,null,null,null,null,{"$f":"IF('19_その他'!H17>0,'19_その他'!H17,\"\")","v":""},null,null,null,null,null,{"$f":"IFERROR(K20*1000/'2_メイン'!$AH$19*'2_メイン'!$AH$20,\"\")","v":""},null,null,null,null,null,{"$f":"IF('19_その他'!E17='19_その他'!O4,'19_その他'!F17,\"\")","v":""},null,null,null,null,null,{"$f":"IF('19_その他'!M5>0,'19_その他'!M5,\"\")","v":""}]
[null,null,null," D-5","その他4　（任意）",null,null,null,null,null,{"$f":"IF('19_その他'!H18=\"\",\"\",'19_その他'!H18)","v":""}]
[null,null,null," D-6","その他5　（任意）",null,null,null,null,null,{"$f":"IF('19_その他'!H19=\"\",\"\",'19_その他'!H19)","v":""}]
["合計",null,null,null,null,null,{"$f":"IFERROR(SUM(G5:H22),\"\")","v":0},null,{"$f":"IFERROR(SUM(I5:J22),\"\")","v":0},null,{"$f":"IFERROR(SUM(K5:L22),\"\")","v":0},null,{"$f":"IFERROR(SUM(M5:N22),\"\")","v":0},null,{"$f":"IFERROR(SUM(O5:P22),\"\")","v":0},null,{"$f":"IFERROR(SUM(Q5:R22),\"\")","v":0},null,{"$f":"IFERROR(SUM(S5:T22),\"\")","v":0},null,{"$f":"IFERROR(SUM(U5:V22),\"\")","v":0},null,{"$f":"IFERROR(SUM(W5:X22),\"\")","v":0},null,{"$f":"IFERROR(SUM(Y5:Z22),\"\")","v":0},null,{"$f":"IFERROR(SUM(AA5:AB22),\"\")","v":0},null,{"$f":"IFERROR(SUM(AC5:AD22),\"\")","v":0}]
[null,null,null,null,null,null,null,null,null,null,null,{"$f":"IF(-K23=0,0,-K23)","v":0},null,null,null,null,{"$f":"IF(-Q23=0,0,-Q23)","v":0},null,null,null,null,null,null,{"$f":"IF(-W23=0,0,-W23)","v":0},null,null,null,null,null,{"$f":"IF(-AC23=0,0,-AC23)","v":0}]
[]
[]
[]
[null,null,null,null,"■削減効果の大きい削減対策項目"]
[null,null,null,null,1,{"$f":"IFERROR(VLOOKUP(1,AE5:AG17,2,FALSE),\"\")","v":""}]
[null,null,null,null,2,{"$f":"IFERROR(VLOOKUP(2,AE5:AG17,2,FALSE),\"\")","v":""}]
[null,null,null,null,3,{"$f":"IFERROR(VLOOKUP(3,AE5:AG17,2,FALSE),\"\")","v":""}]
[null,null,null,null,4,{"$f":"IFERROR(VLOOKUP(4,AE5:AG17,2,FALSE),\"\")","v":""}]

{"sheet":"修正ログ","index":30,"n_rows":24,"n_cols":5,"rows_kept":24,"cut":false,"hidden":true,"merged":[[8,1,10,1],[8,0,10,0],[8,4,10,4]]}
["■修正ログ"]
[]
[]
["No.","修正日","シート名","該当セル","修正内容"]
[1,"2016-12-27","削減量集計","AE5～AE23","【前提】結果シートの省エネ改修項目のピクトグラムは、削減量集計シートのAE5～23の列で決定している。AE5～23は、CO2削減量の大きい項目から順位付けし、上位3位までを結果シートに表示するよう設定されている。\n\n【変更前】中央熱源方式の空調機から、パッケージ空調機に改修した場合、改修前の中央熱源のCO2排出量の計算は、冷却塔、ポンプ、空調機等も算出する設定となっているが、改修後の排出量はパッケージ空調機のみで算出するため、実際は更新をしていない冷却塔やポンプのCO2削減量が大きくなり、削減量集計シートのAE行で順位付けすると、上位３つに該当し、結果シートに誤って表示されていた。\n\n【変更後】新設シートに入力がない改修項目は、順位付けから除外するように数式を変更。"]
[2,"2016-12-27","7_テナント入居率","R1～Z1、R13～Z13","【変更前】テナント入居率の集計シートの年度：2013-2020年\n【変更後】テナント入居率の集計シートの年度：2015-2023年"]
[3,"2016-12-27","削減量集計","K21～22","「その他」シートでCO2排出量が増加する場合（削減量がマイナス）の場合も集計に反映されるよう\nに数式を修正"]
[4,"2016-12-27","メイン","AR36～AV50","非表示部分に「ベンチマーク境界条件」を確認用に追加（助成金申請時のチェック用に専門員から要望があって追加）"]
[5,"2017-02-08","メイン","削除","結果シートのベンチマーク表示をマスキングから、ピクトグラム同様に画像リンク貼り付けに修正。\nこれに伴い、リンク元画像シートに参照画像を追加し、名前を定義。\nメインシートに関数を追加。"]
[null,null,"リンク元画像","29～32行目追加"]
[null,null,"結果","削除"]
[6,"2017-03-16","3_床面積","U34","用途別の床面積集計において、「その他」の集計範囲を変更\n【変更前】駐車場、データセンター、ベンチマーク区分該当なし\n【変更後】ベンチマーク区分該当なしのみ\n"]
[7,"2017-03-16","3_床面積","M3","補正後の平均原単位の計算式を少数第２位を切り上げに変更（ベンチマークレンジと整合）"]
[8,"2017-03-16","共通","該当シートの面積入力欄","床面積の表示桁数を少数第２位までに変更"]
[9,"2017-03-16","15_照明（新設）\n26_照明（撤去）","L,M列\nJ,K列","消費電力の表示桁数を少数第２位までに変更"]
[10,"2017-04-13","削減量集計","L24、Q24、X24、AD24","削減量を計算する数式を変更（結果シートの削減効果に削減量がゼロの場合に「0」と表示させるため。）\n【変更前】削減量がゼロの場合に「空欄」\n【変更後】削減量がゼロの場合に「0」"]
[11,"2017-04-20","結果シート","R28,R30","【変更前】ガスの推計削減量が使用量実績よりも多く計算された場合、改修後がマイナスになってしまう。（結果シートに100%以上の削減率が表示されてしまう。）\n【変更後】ガスの推計削減量が使用量実績よりも多く計算された場合、改修後がゼロになるように数式を変更。（削減率は100%になるように設定）"]
[12,"2017-04-20","エネルギー使用量シート","入居率の参照セル","セルごとに異なる数式が入力されていたため、修正をした。"]
[13,"2017-05-10","エネルギー使用量シート(ガス）","E,F","プルダウン設定が故障していたので、修正した。"]
[14,"2017-05-10","エネルギー使用量シート(その他）","F","プルダウン設定が故障していたので、修正した。"]
[15,"2017-05-10","パッケージ（新設）","E,H,M","プルダウン設定が故障していたので、修正した。"]
[16]
[17]
[18]